## SensorInfo
sensor | sensor_level | name | description | keywords | short_name | manufacturer | model_name | model_number | long_name | version | sensor_type | material | weight | length | width | height | transmission_mode | electrical_current_type | input_power_range | battery_charging_current | battery_output | data_storage_type | data_storage | data_format | accuracy | accuracy_uom | measurement_range | measurement_range_uom | operating_depth | precision | precision_uom | resolution | resolution_uom | sensitivity | sensitivity_uom | minimum_reporting_frequency | mobile | insitu | datasheet | image
unit of measure | [12 empty] | kg | mm | mm | mm |  |  | W | mA | V |  | MB | [5 empty] | m | [6 empty] | s
data type | [11 empty] | text | Quantity | Quantity | Quantity | Quantity | text | text | Quantity | quantity, QuantityRange, Text | quantity, QuantityRange, Text | text | text | text | quantity, QuantityRange, Text |  | QuantityRange |  | QuantityRange | Quantity |  | quantity, QuantityRange, Text |  | Quantity |  | Quantity
Davis Vantage PRO | system | Davis Vantage PRO | The Vantage Pro Wireless Weather Station include two components: the Integrated Sensor Suite (ISS) which houses and manages the external sensor array; and the console which provides the user interface, data display, A/D conversion, and calculations. The ISS and Vantage Pro console communicate via an FCCcertified, licensefree transmitter and receiver. Userselectable DavisTalk ID codes allow up to eight stations to coexist in the same geographic area. The console may be powered by batteries or by the included ACpower adapter. The wireless ISS is solar powered with a battery backup. Use WeatherLInk for Vantage Pro to interface your weather station with a computer, to log weather data, and to upload weather information to the internet. | Itineris,PNRR,Sensor Catalogue,Sensors,eLTER | Vantage Pro | Davis Instruments | Vantage |  | Wireless Vantage Pro Station | Pro | Automated Weather System | UVresistant ABS plastic | 0.85 | 38 | 156 | 264 |  | DC |  | 0.67 | 4 6 |  |  | ASCII | [12 empty] | false | true | http://estacion.at.fcen.uba.ar/especificaciones.pdf | https://ecommerceb2b.salvarani.it/eb2c/productView?name=DW-6253EU
Davis Vantage PRO | component | Davis Vantage PRO Air Pressure Sensor sensor | The Pressure sensor of Vantage Pro Wireless Weather Station |  | Davis Vantage PRO Air Pressure Sensor sensor | [5 empty] | Air Pressure Sensor | [13 empty] | 0.1 | hPa | [9 empty] | 5
Davis Vantage PRO | component | Davis Vantage PRO Thermometer sensor | The Temperature sensor of Vantage Pro Wireless Weather Station |  | Davis Vantage PRO Thermometer sensor | [5 empty] | Thermometer | [13 empty] | 0.5 | degC | [9 empty] | 5
Davis Vantage PRO | component | Davis Vantage PRO Humidity Sensor sensor | The Relative Humidity sensor of Vantage Pro Wireless Weather Station |  | Davis Vantage PRO Humidity Sensor sensor | [5 empty] | Humidity Sensor | [13 empty] | 0.03 | % | [9 empty] | 5
Davis Vantage PRO | component | Davis Vantage PRO Anemometer sensor 1 | The Wind Direction sensor of Vantage Pro Wireless Weather Station |  | Davis Vantage PRO Anemometer sensor 1 | [5 empty] | Anemometer | [13 empty] | 7 | deg | [9 empty] | 5
Davis Vantage PRO | component | Davis Vantage PRO Anemometer sensor 2 | The Wind Speed sensor of Vantage Pro Wireless Weather Station |  | Davis Vantage PRO Anemometer sensor 2 | [5 empty] | Anemometer | [13 empty] | 1 | m/s | [9 empty] | 5
Davis Vantage PRO | component | Davis Vantage PRO Rain Gauge sensor | The Precipitation sensor of Vantage Pro Wireless Weather Station |  | Davis Vantage PRO Rain Gauge sensor | [5 empty] | Rain Gauge | [13 empty] | 5 | % | [9 empty] | 5
Davis Vantage PRO | component | Davis Vantage PRO Radiation Measurement System sensor | The Total Radiation sensor of Vantage Pro Wireless Weather Station |  | Davis Vantage PRO Radiation Measurement System sensor | [5 empty] | Radiation Measurement System | [13 empty] | 40 | J/m^2 | [9 empty] | 5
WISP-3 | system | WISP-3 | The WISP-3 is an easy to operate hand-held instrument to scan surface water quality |  | WISP-3 | Water Insight | WISP | 3 | WISP-3 portable water quality spectrometer |  | SPECTROMETERS |  |  | 250 | 180 | 240 | [10 empty] | 350 800 | nm | [8 empty] | true | true | https://www.waterinsight.nl/info/wisp-3 | https://www.waterinsight.nl/assets/gallery/WISP_IJselmeer.JPG | https://www.waterinsight.nl/info/wisp-3
WISP-3 | component | ld.radiance | The radiance sensor that looking sky upward at an angle of 40 degrees from the vertical (Lsky) |  | Avantes Mini |  |  |  | Avantes Mini mk-1 spectrometer | [22 empty] | 4.9 | nm | [8 empty] | Visible waveband radiance and irradiance measurements in the water column
WISP-3 | component | lu.radiance | The radiance sensor that looks downward to the water surface at an angle of 40 degrees from the vertical (Lup) |  | Avantes Mini |  |  |  | Avantes Mini mk-1 spectrometer | [22 empty] | 4.9 | nm | [8 empty] | Visible waveband radiance and irradiance measurements in the water column
WISP-3 | component | ed.irradiance | The irradiance channels |  | Avantes Mini |  |  |  | Avantes Mini mk-1 spectrometer | [22 empty] | 4.9 | nm | [8 empty] | Visible waveband radiance and irradiance measurements in the water column
Campbell Scientific CR1000X | system | CR1000X | The CR1000X is a low-powered device designed to measure sensors, drive direct communication and telecommunications, analyze data, control external devices, and store data and programs in on-board, non-volatile storage. The electronics are RF-shielded and glitch-protected by a unique sealed, stainless-steel canister. A battery-backed clock assures accurate timekeeping. The on-board, BASIC-like programming language—common to all Campbell Scientific data loggers—supports data processing and analysis routines. The CR1000X wiring panel includes two switchable 12 V terminals, analog grounds dispersed among 16 analog terminals, and unpluggable terminal blocks for quick deployment. |  | CR1000X | Campbell Scientific | CR | 1000X | Campbell Scientific CR1000X |  |  | Anodized aluminum | 0.86 | 238 | 101 | 62 | UART / RS-232 / RS-485 / RS-422 / SDM / SDI-12 / I2C SPI | DC |  | 50 | 5 | microSD | 4000 |  |  |  | 0 1000 | Hz | 0 | [7 empty] | true | true | https://s.campbellsci.com/documents/us/product-brochures/s_cr1000x.pdf | https://campbellsci-res.cloudinary.com/image/upload/c_limit,f_auto,w_500,h_500/10212.png | https://s.campbellsci.com/documents/us/product-brochures/s_cr1000x.pdf | Atmospheric visibility and transparency

## new_manufacturer
name | homepage | email | phone | thoroughfareName | streetNr | postcode | building | town | region | country
PincoPallo Acoustic Devices | https://pincopalloacoustic.devices/ | info@picopalloacoustic.devices | +39-270000 | Castello Square | 1 | 20100 |  | Milano | Lombardia | Italy
Browning trail cameras | http://www.browningtrailcameras.com | info@browningtrailcams.com | 888.618.4496 | Box 130100 |  | 35213 |  | Birmingham | Alabama | USA
Open Acoustic Devices | https://www.openacousticdevices.info/ | theteam@openacousticdevices.info | +44-1865-270000 | Wellington Square |  | OX1 2JD |  | Oxford | Oxford | England

## Manufacturers
URI | Name
http://rdfdata.get-it.it/sensors/manufacturers/1 | -4H- JENA engineering GmbH
http://rdfdata.get-it.it/sensors/manufacturers/2 | Aanderaa Data Instruments Inc.
http://rdfdata.get-it.it/sensors/manufacturers/3 | ADM Elektronik
http://rdfdata.get-it.it/sensors/manufacturers/4 | AgeoTec SRI
http://rdfdata.get-it.it/sensors/manufacturers/5 | AK Industries
http://rdfdata.get-it.it/sensors/manufacturers/6 | Alcatel-Lucent
http://rdfdata.get-it.it/sensors/manufacturers/7 | AML Oceanographic (formerly Applied Microsystems)
http://rdfdata.get-it.it/sensors/manufacturers/8 | AMT Analysenmesstechnik GmbH
http://rdfdata.get-it.it/sensors/manufacturers/9 | Applanix Mobile Mapping and Positioning Solutions
http://rdfdata.get-it.it/sensors/manufacturers/10 | Applied Acoustic Engineering Ltd
http://rdfdata.get-it.it/sensors/manufacturers/11 | Applied Geomechanics Incorporated
http://rdfdata.get-it.it/sensors/manufacturers/12 | Applied Microsystems Ltd.
http://rdfdata.get-it.it/sensors/manufacturers/13 | Apprise Technologies
http://rdfdata.get-it.it/sensors/manufacturers/14 | Aquamatic
http://rdfdata.get-it.it/sensors/manufacturers/15 | Aquatec Group Ltd.
http://rdfdata.get-it.it/sensors/manufacturers/16 | Ashtead Technology
http://rdfdata.get-it.it/sensors/manufacturers/17 | ASL Environmental Sciences
http://rdfdata.get-it.it/sensors/manufacturers/18 | bbe Moldaenke GmbH
http://rdfdata.get-it.it/sensors/manufacturers/19 | Bellamare LLC
http://rdfdata.get-it.it/sensors/manufacturers/20 | Biospherical Instruments Inc.
http://rdfdata.get-it.it/sensors/manufacturers/21 | BIRNS Inc.
http://rdfdata.get-it.it/sensors/manufacturers/22 | Bowtech Products Ltd.
http://rdfdata.get-it.it/sensors/manufacturers/23 | Burton Electrical Engineering
http://rdfdata.get-it.it/sensors/manufacturers/24 | Campbell Scientific
http://rdfdata.get-it.it/sensors/manufacturers/25 | Carrillo Underwater Systems
http://rdfdata.get-it.it/sensors/manufacturers/26 | CDL Inc.
http://rdfdata.get-it.it/sensors/manufacturers/27 | Cetacean Research Technology
http://rdfdata.get-it.it/sensors/manufacturers/28 | Chelsea Technologies Group Ltd.
http://rdfdata.get-it.it/sensors/manufacturers/29 | Coastal Leasing
http://rdfdata.get-it.it/sensors/manufacturers/30 | CONTROS Systems &amp; Solutions GmbH
http://rdfdata.get-it.it/sensors/manufacturers/31 | DeepSea Power &amp; Light
http://rdfdata.get-it.it/sensors/manufacturers/32 | Desert Star Systems LLC
http://rdfdata.get-it.it/sensors/manufacturers/33 | Develogic GmbH
http://rdfdata.get-it.it/sensors/manufacturers/34 | Dr-Haardt
http://rdfdata.get-it.it/sensors/manufacturers/35 | Durham Geo Slope Indicator
http://rdfdata.get-it.it/sensors/manufacturers/36 | Elmeridge Cables Ltd.
http://rdfdata.get-it.it/sensors/manufacturers/37 | EnviroTech Instruments LLC
http://rdfdata.get-it.it/sensors/manufacturers/38 | Eureka Environmental
http://rdfdata.get-it.it/sensors/manufacturers/39 | EvoLogics GMBH
http://rdfdata.get-it.it/sensors/manufacturers/40 | Falmat Inc.
http://rdfdata.get-it.it/sensors/manufacturers/41 | Falmouth Scientific
http://rdfdata.get-it.it/sensors/manufacturers/42 | Flotation Technologies
http://rdfdata.get-it.it/sensors/manufacturers/43 | FTS Forest Technology Systems Ltd.
http://rdfdata.get-it.it/sensors/manufacturers/44 | General Oceanics Inc.
http://rdfdata.get-it.it/sensors/manufacturers/45 | Geometrics Inc.
http://rdfdata.get-it.it/sensors/manufacturers/46 | GeoSpectrum Technologies Inc.
http://rdfdata.get-it.it/sensors/manufacturers/47 | GISMA Steckverbinder GmbH
http://rdfdata.get-it.it/sensors/manufacturers/48 | Global Water
http://rdfdata.get-it.it/sensors/manufacturers/49 | HACH Environmental
http://rdfdata.get-it.it/sensors/manufacturers/50 | High Tech
http://rdfdata.get-it.it/sensors/manufacturers/51 | HOBI Labs
http://rdfdata.get-it.it/sensors/manufacturers/52 | Hydracon Company
http://rdfdata.get-it.it/sensors/manufacturers/53 | HYDRO-BIOS Apparatebau GmbH
http://rdfdata.get-it.it/sensors/manufacturers/54 | Hydroacoustic Technology
http://rdfdata.get-it.it/sensors/manufacturers/55 | IDRONAUT S.R.I
http://rdfdata.get-it.it/sensors/manufacturers/56 | In-Situ Inc.
http://rdfdata.get-it.it/sensors/manufacturers/57 | Innova AS
http://rdfdata.get-it.it/sensors/manufacturers/58 | Insite Pacific Inc.
http://rdfdata.get-it.it/sensors/manufacturers/59 | Instrumentation Northwest
http://rdfdata.get-it.it/sensors/manufacturers/60 | InterOcean Systems
http://rdfdata.get-it.it/sensors/manufacturers/61 | ITC - International Transducer Corporation
http://rdfdata.get-it.it/sensors/manufacturers/62 | IXSEA SAS
http://rdfdata.get-it.it/sensors/manufacturers/63 | JFE Advantech Co.
http://rdfdata.get-it.it/sensors/manufacturers/64 | JW Fishers Mfg.
http://rdfdata.get-it.it/sensors/manufacturers/65 | K.U.M. Umwelt-und Meerestechnik Kiel GmbH
http://rdfdata.get-it.it/sensors/manufacturers/66 | KC-Denmark A/S
http://rdfdata.get-it.it/sensors/manufacturers/67 | Kongsberg Maritime AS
http://rdfdata.get-it.it/sensors/manufacturers/68 | LinkQuest Inc.
http://rdfdata.get-it.it/sensors/manufacturers/69 | MacArtney A/S
http://rdfdata.get-it.it/sensors/manufacturers/70 | Marine Electronics Ltd.
http://rdfdata.get-it.it/sensors/manufacturers/71 | Marine Magnetics Corp.
http://rdfdata.get-it.it/sensors/manufacturers/72 | Marine Systems Technology
http://rdfdata.get-it.it/sensors/manufacturers/73 | Massa Products Corporation
http://rdfdata.get-it.it/sensors/manufacturers/74 | McLane Research Laboratories
http://rdfdata.get-it.it/sensors/manufacturers/75 | McVan Instruments Pty Ltd.
http://rdfdata.get-it.it/sensors/manufacturers/76 | ME GRISARD GMBH
http://rdfdata.get-it.it/sensors/manufacturers/77 | Nautilus Marine Service GmbH
http://rdfdata.get-it.it/sensors/manufacturers/78 | Neptune Sonar Limited
http://rdfdata.get-it.it/sensors/manufacturers/79 | NexSens Technology
http://rdfdata.get-it.it/sensors/manufacturers/80 | Nichiyu Giken Kogyo Co.
http://rdfdata.get-it.it/sensors/manufacturers/81 | Nke Instrumentation
http://rdfdata.get-it.it/sensors/manufacturers/82 | NOBSKA
http://rdfdata.get-it.it/sensors/manufacturers/83 | Nortek AS
http://rdfdata.get-it.it/sensors/manufacturers/84 | NSW - Norddeutsche Seekabelwerke GmbH
http://rdfdata.get-it.it/sensors/manufacturers/85 | Ocean Design
http://rdfdata.get-it.it/sensors/manufacturers/86 | Ocean Imaging Systems
http://rdfdata.get-it.it/sensors/manufacturers/87 | Ocean Sensors
http://rdfdata.get-it.it/sensors/manufacturers/88 | Oceanscan Limited
http://rdfdata.get-it.it/sensors/manufacturers/89 | Oceanscience Group
http://rdfdata.get-it.it/sensors/manufacturers/90 | OceanTest Equipment
http://rdfdata.get-it.it/sensors/manufacturers/91 | OceanTools Ltd.
http://rdfdata.get-it.it/sensors/manufacturers/92 | OKTOPUS GmbH
http://rdfdata.get-it.it/sensors/manufacturers/93 | Onset Computer Corporation
http://rdfdata.get-it.it/sensors/manufacturers/94 | ORE Offshore
http://rdfdata.get-it.it/sensors/manufacturers/95 | OSIL
http://rdfdata.get-it.it/sensors/manufacturers/96 | Outland Technology Inc.
http://rdfdata.get-it.it/sensors/manufacturers/97 | Paroscientific
http://rdfdata.get-it.it/sensors/manufacturers/98 | PDM Neptec
http://rdfdata.get-it.it/sensors/manufacturers/99 | Planet Electronics Ltd.
http://rdfdata.get-it.it/sensors/manufacturers/100 | Precision Measurement Engineering
http://rdfdata.get-it.it/sensors/manufacturers/101 | PreSens Precision Sensing GmbH
http://rdfdata.get-it.it/sensors/manufacturers/102 | PREVCO Subsea Housings
http://rdfdata.get-it.it/sensors/manufacturers/103 | Quantro Sensing
http://rdfdata.get-it.it/sensors/manufacturers/104 | RBR Europe Ltd.
http://rdfdata.get-it.it/sensors/manufacturers/105 | Remote Ocean Systems
http://rdfdata.get-it.it/sensors/manufacturers/106 | Remtech Inc.
http://rdfdata.get-it.it/sensors/manufacturers/107 | RESON A/S
http://rdfdata.get-it.it/sensors/manufacturers/108 | Rickly Hydrological Company
http://rdfdata.get-it.it/sensors/manufacturers/109 | RIEGL Laser Measurement Systems GmbH
http://rdfdata.get-it.it/sensors/manufacturers/110 | ROVSCO
http://rdfdata.get-it.it/sensors/manufacturers/111 | RST Instruments Ltd.
http://rdfdata.get-it.it/sensors/manufacturers/112 | SAIV A/S Environmental Sensors &amp; Systems
http://rdfdata.get-it.it/sensors/manufacturers/113 | Scorpion Oceanics Ltd.
http://rdfdata.get-it.it/sensors/manufacturers/114 | Sea &amp; Sun Technology GmbH
http://rdfdata.get-it.it/sensors/manufacturers/115 | Sea-Bird Electronics
http://rdfdata.get-it.it/sensors/manufacturers/116 | SEACON BRANTNER &amp; ASSOCIATES
http://rdfdata.get-it.it/sensors/manufacturers/117 | Seapoint Sensors Inc.
http://rdfdata.get-it.it/sensors/manufacturers/118 | SEATOOLS B.V.
http://rdfdata.get-it.it/sensors/manufacturers/119 | SEND Off-Shore Electronics GmbH
http://rdfdata.get-it.it/sensors/manufacturers/120 | Sensor Technology Ltd.
http://rdfdata.get-it.it/sensors/manufacturers/121 | Sequoia Scientific
http://rdfdata.get-it.it/sensors/manufacturers/122 | Sercel
http://rdfdata.get-it.it/sensors/manufacturers/123 | Shark Marine Technologies Inc.
http://rdfdata.get-it.it/sensors/manufacturers/124 | Sidus Solutions
http://rdfdata.get-it.it/sensors/manufacturers/125 | SiS Sensoren Instrumente Systeme GmbH
http://rdfdata.get-it.it/sensors/manufacturers/126 | Smart Light Devices Ltd.
http://rdfdata.get-it.it/sensors/manufacturers/127 | SMID Tecnology S.R.I.
http://rdfdata.get-it.it/sensors/manufacturers/128 | Sonardyne International Ltd.
http://rdfdata.get-it.it/sensors/manufacturers/129 | Sonotronics Inc.
http://rdfdata.get-it.it/sensors/manufacturers/130 | Sontek/YSI
http://rdfdata.get-it.it/sensors/manufacturers/131 | Sound Ocean Systems
http://rdfdata.get-it.it/sensors/manufacturers/132 | SRD Ltd.
http://rdfdata.get-it.it/sensors/manufacturers/133 | Star-Oddi
http://rdfdata.get-it.it/sensors/manufacturers/134 | SubConn Inc.
http://rdfdata.get-it.it/sensors/manufacturers/135 | SubCtech GmbH
http://rdfdata.get-it.it/sensors/manufacturers/136 | Sutron Corporation
http://rdfdata.get-it.it/sensors/manufacturers/137 | Technicap
http://rdfdata.get-it.it/sensors/manufacturers/138 | Teledyne Benthos
http://rdfdata.get-it.it/sensors/manufacturers/139 | Teledyne Impulse
http://rdfdata.get-it.it/sensors/manufacturers/140 | Teledyne RD Instruments
http://rdfdata.get-it.it/sensors/manufacturers/141 | Texcel Technology Plc
http://rdfdata.get-it.it/sensors/manufacturers/142 | TriOS GmbH
http://rdfdata.get-it.it/sensors/manufacturers/143 | Tritech International Ltd.
http://rdfdata.get-it.it/sensors/manufacturers/144 | Tsurumi Seiki Co.
http://rdfdata.get-it.it/sensors/manufacturers/145 | Turner Designs
http://rdfdata.get-it.it/sensors/manufacturers/146 | Turo Technology Pty Ltd.
http://rdfdata.get-it.it/sensors/manufacturers/147 | Tyco International Ltd.
http://rdfdata.get-it.it/sensors/manufacturers/148 | Unidata Pty Ltd.
http://rdfdata.get-it.it/sensors/manufacturers/149 | Valeport Ltd.
http://rdfdata.get-it.it/sensors/manufacturers/150 | VEMCO Division
http://rdfdata.get-it.it/sensors/manufacturers/151 | Wescor Inc. (Environmental Products Division)
http://rdfdata.get-it.it/sensors/manufacturers/152 | WET Labs
http://rdfdata.get-it.it/sensors/manufacturers/153 | Wilcoxon Research
http://rdfdata.get-it.it/sensors/manufacturers/154 | YSI Incorporated
http://rdfdata.get-it.it/sensors/manufacturers/155 | Sensirion
http://rdfdata.get-it.it/sensors/manufacturers/156 | Dionex Corporation
http://rdfdata.get-it.it/sensors/manufacturers/157 | SAFAS - Soci√©t√© Anonyme de Fabrication d‚ÄôAppareillages Scientifiques
http://rdfdata.get-it.it/sensors/manufacturers/158 | Radiometer Analytical SAS
http://rdfdata.get-it.it/sensors/manufacturers/159 | Campbell Scientific
http://rdfdata.get-it.it/sensors/manufacturers/160 | Hitachi
http://rdfdata.get-it.it/sensors/manufacturers/161 | Geotest
http://rdfdata.get-it.it/sensors/manufacturers/162 | Geo Precision GmbE
http://rdfdata.get-it.it/sensors/manufacturers/163 | Draganfly Innovations Inc.
http://rdfdata.get-it.it/sensors/manufacturers/164 | ROTRONIC AG
http://rdfdata.get-it.it/sensors/manufacturers/165 | Spectral Evolution
http://rdfdata.get-it.it/sensors/manufacturers/166 | Analytical Spectral Devices
http://rdfdata.get-it.it/sensors/manufacturers/167 | Cimel Electronique
http://rdfdata.get-it.it/sensors/manufacturers/168 | Water Insight
http://rdfdata.get-it.it/sensors/manufacturers/169 | Malvern Panalytical
http://rdfdata.get-it.it/sensors/manufacturers/170 | Davis Instruments
http://rdfdata.get-it.it/sensors/manufacturers/171 | Ubiquiti
http://rdfdata.get-it.it/sensors/manufacturers/172 | Ocean Tools
http://rdfdata.get-it.it/sensors/manufacturers/173 | Mobotix
http://rdfdata.get-it.it/sensors/manufacturers/174 | Gill Instruments
http://rdfdata.get-it.it/sensors/manufacturers/175 | Jai
http://rdfdata.get-it.it/sensors/manufacturers/176 | Cimel Electronique S.A.S.
http://rdfdata.get-it.it/sensors/manufacturers/177 | Siap+Micros Enviromental Monitoring Solutions
http://rdfdata.get-it.it/sensors/manufacturers/178 | LI-COR
http://rdfdata.get-it.it/sensors/manufacturers/179 | Metrohm
http://rdfdata.get-it.it/sensors/manufacturers/180 | SEAL Analytical
http://rdfdata.get-it.it/sensors/manufacturers/181 | Shimadzu Corporation
http://rdfdata.get-it.it/sensors/manufacturers/182 | Apollo SciTech
http://rdfdata.get-it.it/sensors/manufacturers/183 | Airmar Technology Corporation
http://rdfdata.get-it.it/sensors/manufacturers/184 | Xeos Technologies Inc.
http://rdfdata.get-it.it/sensors/manufacturers/185 | Kipp & Zonen
http://rdfdata.get-it.it/sensors/manufacturers/186 | OTT Hydromet
http://rdfdata.get-it.it/sensors/manufacturers/187 | Avantes B.V.
http://rdfdata.get-it.it/sensors/manufacturers/188 | Solar Light Company
http://rdfdata.get-it.it/sensors/manufacturers/189 | Comar Systems Limited.
http://rdfdata.get-it.it/sensors/manufacturers/190 | METEK Meteorologische Messtechnik GmbH
http://rdfdata.get-it.it/sensors/manufacturers/191 | Keller Pressure
http://rdfdata.get-it.it/sensors/manufacturers/192 | Agilent Technologies
http://rdfdata.get-it.it/sensors/manufacturers/193 | Systea
http://rdfdata.get-it.it/sensors/manufacturers/194 | Gemini - data logger
http://rdfdata.get-it.it/sensors/manufacturers/195 | CO.L.MAR. S.r.l.

## UOM
URI | UOM
http://vocab.nerc.ac.uk/collection/P06/current/NBHG/ | #/100g
http://vocab.nerc.ac.uk/collection/P06/current/NBTM/ | #/100ml
http://vocab.nerc.ac.uk/collection/P06/current/UVAY/ | #/cm^2/ka
http://vocab.nerc.ac.uk/collection/P06/current/NCM3/ | #/cm^3
http://vocab.nerc.ac.uk/collection/P06/current/UFPD/ | #/fem/d
http://vocab.nerc.ac.uk/collection/P06/current/UNPG/ | #/g
http://vocab.nerc.ac.uk/collection/P06/current/NOPH/ | #/h
http://vocab.nerc.ac.uk/collection/P06/current/NHTR/ | #/ha
http://vocab.nerc.ac.uk/collection/P06/current/UNAH/ | #/ind/h
http://vocab.nerc.ac.uk/collection/P06/current/NPKM/ | #/km^2
http://vocab.nerc.ac.uk/collection/P06/current/UCPL/ | #/l
http://vocab.nerc.ac.uk/collection/P06/current/NOPM/ | #/m
http://vocab.nerc.ac.uk/collection/P06/current/UPMS/ | #/m^2
http://vocab.nerc.ac.uk/collection/P06/current/UPMS/ | #/m^2
http://vocab.nerc.ac.uk/collection/P06/current/UNDX/ | #/m^2/d
http://vocab.nerc.ac.uk/collection/P06/current/UPMM/ | #/m^3
http://vocab.nerc.ac.uk/collection/P06/current/NBMG/ | #/mg
http://vocab.nerc.ac.uk/collection/P06/current/UCML/ | #/ml
http://vocab.nerc.ac.uk/collection/P06/current/UCML/ | #/ml
http://vocab.nerc.ac.uk/collection/P06/current/UCNL/ | #/nl
http://vocab.nerc.ac.uk/collection/P06/current/UCUL/ | #/ul
http://vocab.nerc.ac.uk/collection/P06/current/UPCT/ | %
http://vocab.nerc.ac.uk/collection/P06/current/UPCT/ | %
http://vocab.nerc.ac.uk/collection/P06/current/UPDS/ | % dry sed
http://vocab.nerc.ac.uk/collection/P06/current/UPCD/ | %/d
http://vocab.nerc.ac.uk/collection/P06/current/UPCH/ | %/h
http://vocab.nerc.ac.uk/collection/P06/current/UPOP/ | %/m
http://vocab.nerc.ac.uk/collection/P06/current/UPCW/ | %/wk
http://vocab.nerc.ac.uk/collection/P06/current/PPPS/ | /Pa/s
http://vocab.nerc.ac.uk/collection/P06/current/UPCM/ | /cm
http://vocab.nerc.ac.uk/collection/P06/current/UPDY/ | /d
http://vocab.nerc.ac.uk/collection/P06/current/PG01/ | /g
http://vocab.nerc.ac.uk/collection/P06/current/UPRM/ | /m
http://vocab.nerc.ac.uk/collection/P06/current/UMNX/ | /m/nm
http://vocab.nerc.ac.uk/collection/P06/current/UMNS/ | /m/nm/sr
http://vocab.nerc.ac.uk/collection/P06/current/PMPS/ | /m/s
http://vocab.nerc.ac.uk/collection/P06/current/PMSR/ | /m/sr
http://vocab.nerc.ac.uk/collection/P06/current/PMSQ/ | /m^2
http://vocab.nerc.ac.uk/collection/P06/current/M2S2/ | /m^2/s
http://vocab.nerc.ac.uk/collection/P06/current/PCUM/ | /m^3
http://vocab.nerc.ac.uk/collection/P06/current/M3PS/ | /m^3/s
http://vocab.nerc.ac.uk/collection/P06/current/PMSC/ | /ms
http://vocab.nerc.ac.uk/collection/P06/current/PRSC/ | /s
http://vocab.nerc.ac.uk/collection/P06/current/PRSC/ | /s
http://vocab.nerc.ac.uk/collection/P06/current/UPSS/ | /s^2
http://vocab.nerc.ac.uk/collection/P06/current/PSTR/ | /sr
http://vocab.nerc.ac.uk/collection/P06/current/PUML/ | /umol/l
http://vocab.nerc.ac.uk/collection/P06/current/XXPY/ | /yr
http://vocab.nerc.ac.uk/collection/P06/current/THSC/ | 10^-3s
http://vocab.nerc.ac.uk/collection/P06/current/UMKS/ | 10^-8m^3kg^-1
http://vocab.nerc.ac.uk/collection/P06/current/MAKG/ | 10^6at/kg
http://vocab.nerc.ac.uk/collection/P06/current/AMPB/ | A
http://vocab.nerc.ac.uk/collection/P06/current/UYAD/ | AD
http://vocab.nerc.ac.uk/collection/P06/current/UAQU/ | A^2/Q
http://vocab.nerc.ac.uk/collection/P06/current/UYBC/ | BC
http://vocab.nerc.ac.uk/collection/P06/current/UYBP/ | BP
http://vocab.nerc.ac.uk/collection/P06/current/BQ11/ | Bq
http://vocab.nerc.ac.uk/collection/P06/current/BSM3/ | Bq.s/m^3
http://vocab.nerc.ac.uk/collection/P06/current/UBQK/ | Bq/kg
http://vocab.nerc.ac.uk/collection/P06/current/UBQL/ | Bq/l
http://vocab.nerc.ac.uk/collection/P06/current/BQSM/ | Bq/m^2
http://vocab.nerc.ac.uk/collection/P06/current/BQM3/ | Bq/m^3
http://vocab.nerc.ac.uk/collection/P06/current/BYTE/ | Bytes
http://vocab.nerc.ac.uk/collection/P06/current/UDTM/ | Date+Time
http://vocab.nerc.ac.uk/collection/P06/current/UUUU/ | Dmnless
http://vocab.nerc.ac.uk/collection/P06/current/UUUU/ | Dmnless
http://vocab.nerc.ac.uk/collection/P06/current/EQPL/ | Equiv/l
http://vocab.nerc.ac.uk/collection/P06/current/UFFU/ | FFU
http://vocab.nerc.ac.uk/collection/P06/current/UFNU/ | FNU
http://vocab.nerc.ac.uk/collection/P06/current/UYGA/ | Gyr
http://vocab.nerc.ac.uk/collection/P06/current/UTHZ/ | Hz
http://vocab.nerc.ac.uk/collection/P06/current/TISO/ | ISO8601
http://vocab.nerc.ac.uk/collection/P06/current/JOUL/ | J
http://vocab.nerc.ac.uk/collection/P06/current/JCMH/ | J/cm^2/d
http://vocab.nerc.ac.uk/collection/P06/current/JPKG/ | J/kg
http://vocab.nerc.ac.uk/collection/P06/current/JKGK/ | J/kg/K
http://vocab.nerc.ac.uk/collection/P06/current/JMSQ/ | J/m^2
http://vocab.nerc.ac.uk/collection/P06/current/UPKA/ | K
http://vocab.nerc.ac.uk/collection/P06/current/UPKA/ | K
http://vocab.nerc.ac.uk/collection/P06/current/KPAS/ | K.Pa/s
http://vocab.nerc.ac.uk/collection/P06/current/KMTX/ | K.m
http://vocab.nerc.ac.uk/collection/P06/current/KMTS/ | K.m/s
http://vocab.nerc.ac.uk/collection/P06/current/KMSS/ | K.m^2/kg/s
http://vocab.nerc.ac.uk/collection/P06/current/KSXX/ | K.s
http://vocab.nerc.ac.uk/collection/P06/current/KPMT/ | K/m
http://vocab.nerc.ac.uk/collection/P06/current/KPRS/ | K/s
http://vocab.nerc.ac.uk/collection/P06/current/KLSQ/ | K^2
http://vocab.nerc.ac.uk/collection/P06/current/UKNT/ | Knots
http://vocab.nerc.ac.uk/collection/P06/current/MBYT/ | MByte
http://vocab.nerc.ac.uk/collection/P06/current/USIS/ | MSSI
http://vocab.nerc.ac.uk/collection/P06/current/UCGS/ | MScgs
http://vocab.nerc.ac.uk/collection/P06/current/UCGG/ | Mscgs/g
http://vocab.nerc.ac.uk/collection/P06/current/UYMA/ | Myr
http://vocab.nerc.ac.uk/collection/P06/current/NTPM/ | N/m
http://vocab.nerc.ac.uk/collection/P06/current/UNSM/ | N/m^2
http://vocab.nerc.ac.uk/collection/P06/current/NCUM/ | N/m^3
http://vocab.nerc.ac.uk/collection/P06/current/XXXX/ | NA
http://vocab.nerc.ac.uk/collection/P06/current/USTU/ | NTU
http://vocab.nerc.ac.uk/collection/P06/current/NTML/ | Nm
http://vocab.nerc.ac.uk/collection/P06/current/PASX/ | Pa
http://vocab.nerc.ac.uk/collection/P06/current/PAMT/ | Pa.m
http://vocab.nerc.ac.uk/collection/P06/current/PAMS/ | Pa.m/s
http://vocab.nerc.ac.uk/collection/P06/current/PAM2/ | Pa.m/s^2
http://vocab.nerc.ac.uk/collection/P06/current/PASS/ | Pa.s
http://vocab.nerc.ac.uk/collection/P06/current/PAPM/ | Pa/m
http://vocab.nerc.ac.uk/collection/P06/current/PAPS/ | Pa/s
http://vocab.nerc.ac.uk/collection/P06/current/PPS2/ | Pa^2/s^2
http://vocab.nerc.ac.uk/collection/P06/current/UECA/ | S/m
http://vocab.nerc.ac.uk/collection/P06/current/USVD/ | Sv
http://vocab.nerc.ac.uk/collection/P06/current/UUTU/ | TU
http://vocab.nerc.ac.uk/collection/P06/current/UKWN/ | Unknown
http://vocab.nerc.ac.uk/collection/P06/current/USPC/ | Unspec.
http://vocab.nerc.ac.uk/collection/P06/current/UVLT/ | V
http://vocab.nerc.ac.uk/collection/P06/current/UVP5/ | V*10^5
http://vocab.nerc.ac.uk/collection/P06/current/WATT/ | W
http://vocab.nerc.ac.uk/collection/P06/current/WSMM/ | W.s/m^2
http://vocab.nerc.ac.uk/collection/P06/current/WPKG/ | W/kg
http://vocab.nerc.ac.uk/collection/P06/current/WAPM/ | W/m
http://vocab.nerc.ac.uk/collection/P06/current/WAPK/ | W/m/K
http://vocab.nerc.ac.uk/collection/P06/current/UFAA/ | W/m^2
http://vocab.nerc.ac.uk/collection/P06/current/WM2M/ | W/m^2/m
http://vocab.nerc.ac.uk/collection/P06/current/WM2S/ | W/m^2/m/sr
http://vocab.nerc.ac.uk/collection/P06/current/WMSW/ | W/m^2/m^-1/sr
http://vocab.nerc.ac.uk/collection/P06/current/UWNM/ | W/m^2/nm
http://vocab.nerc.ac.uk/collection/P06/current/UWNS/ | W/m^2/nm/sr
http://vocab.nerc.ac.uk/collection/P06/current/WMSS/ | W/m^2/sr
http://vocab.nerc.ac.uk/collection/P06/current/UWCM/ | W/m^3
http://vocab.nerc.ac.uk/collection/P06/current/UAMN/ | arc_min
http://vocab.nerc.ac.uk/collection/P06/current/ATKG/ | at/kg
http://vocab.nerc.ac.uk/collection/P06/current/UCST/ | cSt
http://vocab.nerc.ac.uk/collection/P06/current/ULCM/ | cm
http://vocab.nerc.ac.uk/collection/P06/current/UCKA/ | cm/kyr
http://vocab.nerc.ac.uk/collection/P06/current/UVBB/ | cm/s
http://vocab.nerc.ac.uk/collection/P06/current/SQCM/ | cm^2
http://vocab.nerc.ac.uk/collection/P06/current/SQCC/ | cm^2/cm^3
http://vocab.nerc.ac.uk/collection/P06/current/UCMS/ | cm^2/s
http://vocab.nerc.ac.uk/collection/P06/current/VVCC/ | cm^3
http://vocab.nerc.ac.uk/collection/P06/current/UCNT/ | counts
http://vocab.nerc.ac.uk/collection/P06/current/UCPS/ | counts/s
http://vocab.nerc.ac.uk/collection/P06/current/UTAA/ | d
http://vocab.nerc.ac.uk/collection/P06/current/UDBL/ | dB
http://vocab.nerc.ac.uk/collection/P06/current/UDBZ/ | dBZ
http://vocab.nerc.ac.uk/collection/P06/current/UPDB/ | dbar
http://vocab.nerc.ac.uk/collection/P06/current/DBPY/ | dbar/yr
http://vocab.nerc.ac.uk/collection/P06/current/UAAA/ | deg
http://vocab.nerc.ac.uk/collection/P06/current/UAAA/ | deg
http://vocab.nerc.ac.uk/collection/P06/current/UABB/ | deg T
http://vocab.nerc.ac.uk/collection/P06/current/DGPM/ | deg/m
http://vocab.nerc.ac.uk/collection/P06/current/DGPS/ | deg/s
http://vocab.nerc.ac.uk/collection/P06/current/UPAA/ | degC
http://vocab.nerc.ac.uk/collection/P06/current/UPAA/ | degC
http://vocab.nerc.ac.uk/collection/P06/current/DKM2/ | degC.kg/m^2
http://vocab.nerc.ac.uk/collection/P06/current/DCWK/ | degC.wk
http://vocab.nerc.ac.uk/collection/P06/current/UPCC/ | degC/m
http://vocab.nerc.ac.uk/collection/P06/current/DCPY/ | degC/yr
http://vocab.nerc.ac.uk/collection/P06/current/UCSS/ | degC^2/s
http://vocab.nerc.ac.uk/collection/P06/current/DEGF/ | degF
http://vocab.nerc.ac.uk/collection/P06/current/DEGF/ | degF
http://vocab.nerc.ac.uk/collection/P06/current/DKPM/ | degK/m
http://vocab.nerc.ac.uk/collection/P06/current/DEGE/ | degree_east
http://vocab.nerc.ac.uk/collection/P06/current/DEGN/ | degree_north
http://vocab.nerc.ac.uk/collection/P06/current/ULDM/ | dm
http://vocab.nerc.ac.uk/collection/P06/current/EVLT/ | eV
http://vocab.nerc.ac.uk/collection/P06/current/FMTG/ | fg
http://vocab.nerc.ac.uk/collection/P06/current/FGKG/ | fg/kg
http://vocab.nerc.ac.uk/collection/P06/current/FGPL/ | fg/l
http://vocab.nerc.ac.uk/collection/P06/current/FMKG/ | fmol/kg
http://vocab.nerc.ac.uk/collection/P06/current/UPFM/ | fmol/l
http://vocab.nerc.ac.uk/collection/P06/current/UGRM/ | g
http://vocab.nerc.ac.uk/collection/P06/current/GCM2/ | g/cm^2
http://vocab.nerc.ac.uk/collection/P06/current/GQCY/ | g/cm^2/yr
http://vocab.nerc.ac.uk/collection/P06/current/UGCC/ | g/cm^3
http://vocab.nerc.ac.uk/collection/P06/current/GPRG/ | g/g
http://vocab.nerc.ac.uk/collection/P06/current/GPHT/ | g/ha
http://vocab.nerc.ac.uk/collection/P06/current/UGKG/ | g/kg
http://vocab.nerc.ac.uk/collection/P06/current/UGKG/ | g/kg
http://vocab.nerc.ac.uk/collection/P06/current/GPKM/ | g/km^2
http://vocab.nerc.ac.uk/collection/P06/current/GPRL/ | g/l
http://vocab.nerc.ac.uk/collection/P06/current/UGMS/ | g/m^2
http://vocab.nerc.ac.uk/collection/P06/current/GSMD/ | g/m^2/d
http://vocab.nerc.ac.uk/collection/P06/current/UGMC/ | g/m^3
http://vocab.nerc.ac.uk/collection/P06/current/UHOR/ | h
http://vocab.nerc.ac.uk/collection/P06/current/HPAX/ | hPa
http://vocab.nerc.ac.uk/collection/P06/current/HPAH/ | hPa/h
http://vocab.nerc.ac.uk/collection/P06/current/HCTR/ | ha
http://vocab.nerc.ac.uk/collection/P06/current/UHMS/ | hh24miss
http://vocab.nerc.ac.uk/collection/P06/current/KIPA/ | kPa
http://vocab.nerc.ac.uk/collection/P06/current/KGXX/ | kg
http://vocab.nerc.ac.uk/collection/P06/current/KGXX/ | kg
http://vocab.nerc.ac.uk/collection/P06/current/KGPH/ | kg/h
http://vocab.nerc.ac.uk/collection/P06/current/KGAK/ | kg/km^2
http://vocab.nerc.ac.uk/collection/P06/current/KGMH/ | kg/m/h
http://vocab.nerc.ac.uk/collection/P06/current/KMPS/ | kg/m/s
http://vocab.nerc.ac.uk/collection/P06/current/KMP2/ | kg/m^2
http://vocab.nerc.ac.uk/collection/P06/current/KMP2/ | kg/m^2
http://vocab.nerc.ac.uk/collection/P06/current/KSP2/ | kg/m^2/s
http://vocab.nerc.ac.uk/collection/P06/current/UKMC/ | kg/m^3
http://vocab.nerc.ac.uk/collection/P06/current/UKMC/ | kg/m^3
http://vocab.nerc.ac.uk/collection/P06/current/KSP3/ | kg/m^3/s
http://vocab.nerc.ac.uk/collection/P06/current/KGPS/ | kg/s
http://vocab.nerc.ac.uk/collection/P06/current/KGS2/ | kg^2/s^2
http://vocab.nerc.ac.uk/collection/P06/current/ULKM/ | km
http://vocab.nerc.ac.uk/collection/P06/current/ULKM/ | km
http://vocab.nerc.ac.uk/collection/P06/current/KMDY/ | km/d
http://vocab.nerc.ac.uk/collection/P06/current/KMHR/ | km/hr
http://vocab.nerc.ac.uk/collection/P06/current/SQKM/ | km^2
http://vocab.nerc.ac.uk/collection/P06/current/UYKA/ | kyr
http://vocab.nerc.ac.uk/collection/P06/current/ULIT/ | l
http://vocab.nerc.ac.uk/collection/P06/current/ULKG/ | l/kg
http://vocab.nerc.ac.uk/collection/P06/current/ULPM/ | l/min
http://vocab.nerc.ac.uk/collection/P06/current/LPUM/ | l/umol
http://vocab.nerc.ac.uk/collection/P06/current/ULAA/ | m
http://vocab.nerc.ac.uk/collection/P06/current/ULAA/ | m
http://vocab.nerc.ac.uk/collection/P06/current/UVAA/ | m/s
http://vocab.nerc.ac.uk/collection/P06/current/UVAA/ | m/s
http://vocab.nerc.ac.uk/collection/P06/current/MPS2/ | m/s^2
http://vocab.nerc.ac.uk/collection/P06/current/MPYR/ | m/yr
http://vocab.nerc.ac.uk/collection/P06/current/M2RD/ | m2.s/rad
http://vocab.nerc.ac.uk/collection/P06/current/UMAM/ | mA
http://vocab.nerc.ac.uk/collection/P06/current/UPBB/ | mBar
http://vocab.nerc.ac.uk/collection/P06/current/MBPG/ | mBq/g
http://vocab.nerc.ac.uk/collection/P06/current/MBQK/ | mBq/kg
http://vocab.nerc.ac.uk/collection/P06/current/UMBQ/ | mBq/l
http://vocab.nerc.ac.uk/collection/P06/current/MBQF/ | mBq/m^2/d
http://vocab.nerc.ac.uk/collection/P06/current/MBQM/ | mBq/m^3
http://vocab.nerc.ac.uk/collection/P06/current/MEKG/ | mEquiv/kg
http://vocab.nerc.ac.uk/collection/P06/current/MEQL/ | mEquiv/l
http://vocab.nerc.ac.uk/collection/P06/current/MGAL/ | mGal
http://vocab.nerc.ac.uk/collection/P06/current/MGPM/ | mGal/mon
http://vocab.nerc.ac.uk/collection/P06/current/MRAD/ | mRad/hr
http://vocab.nerc.ac.uk/collection/P06/current/MSCM/ | mS/cm
http://vocab.nerc.ac.uk/collection/P06/current/MSPM/ | mS/m
http://vocab.nerc.ac.uk/collection/P06/current/UUMV/ | mV
http://vocab.nerc.ac.uk/collection/P06/current/MWSR/ | mW/cm^2/um/sr
http://vocab.nerc.ac.uk/collection/P06/current/MWNM/ | mW/m^2/nm
http://vocab.nerc.ac.uk/collection/P06/current/MWNS/ | mW/m^2/nm/sr
http://vocab.nerc.ac.uk/collection/P06/current/UMSQ/ | m^2
http://vocab.nerc.ac.uk/collection/P06/current/UMSQ/ | m^2
http://vocab.nerc.ac.uk/collection/P06/current/UMTE/ | m^2*Hz^4
http://vocab.nerc.ac.uk/collection/P06/current/UMTB/ | m^2.Hz
http://vocab.nerc.ac.uk/collection/P06/current/UMTC/ | m^2.Hz^2
http://vocab.nerc.ac.uk/collection/P06/current/UMTD/ | m^2.Hz^3
http://vocab.nerc.ac.uk/collection/P06/current/M2SX/ | m^2.s
http://vocab.nerc.ac.uk/collection/P06/current/UMHZ/ | m^2/Hz
http://vocab.nerc.ac.uk/collection/P06/current/M2HD/ | m^2/Hz/deg
http://vocab.nerc.ac.uk/collection/P06/current/UMTN/ | m^2/Hz^2
http://vocab.nerc.ac.uk/collection/P06/current/SMPG/ | m^2/g
http://vocab.nerc.ac.uk/collection/P06/current/UMSG/ | m^2/g dry
http://vocab.nerc.ac.uk/collection/P06/current/SQMS/ | m^2/s
http://vocab.nerc.ac.uk/collection/P06/current/SQM2/ | m^2/s^2
http://vocab.nerc.ac.uk/collection/P06/current/SQM3/ | m^2/s^3
http://vocab.nerc.ac.uk/collection/P06/current/MCUB/ | m^3
http://vocab.nerc.ac.uk/collection/P06/current/MCUB/ | m^3
http://vocab.nerc.ac.uk/collection/P06/current/CMPS/ | m^3/s
http://vocab.nerc.ac.uk/collection/P06/current/MCS2/ | m^3/s^2
http://vocab.nerc.ac.uk/collection/P06/current/M4S1/ | m^4/s
http://vocab.nerc.ac.uk/collection/P06/current/MGRM/ | mg
http://vocab.nerc.ac.uk/collection/P06/current/MGPG/ | mg/g
http://vocab.nerc.ac.uk/collection/P06/current/UMKG/ | mg/kg
http://vocab.nerc.ac.uk/collection/P06/current/UMGL/ | mg/l
http://vocab.nerc.ac.uk/collection/P06/current/UMMS/ | mg/m^2
http://vocab.nerc.ac.uk/collection/P06/current/UGDX/ | mg/m^2/d
http://vocab.nerc.ac.uk/collection/P06/current/MGSQ/ | mg/m^2/h
http://vocab.nerc.ac.uk/collection/P06/current/UM2D/ | mg/m^2/inc
http://vocab.nerc.ac.uk/collection/P06/current/MGSS/ | mg/m^2/s
http://vocab.nerc.ac.uk/collection/P06/current/UMMC/ | mg/m^3
http://vocab.nerc.ac.uk/collection/P06/current/UMMC/ | mg/m^3
http://vocab.nerc.ac.uk/collection/P06/current/UGDC/ | mg/m^3/d
http://vocab.nerc.ac.uk/collection/P06/current/UGLH/ | mg/m^3/h
http://vocab.nerc.ac.uk/collection/P06/current/MGCS/ | mg/m^3/s
http://vocab.nerc.ac.uk/collection/P06/current/UCLC/ | mgC/(uE/m^2/s)/mgChl/h
http://vocab.nerc.ac.uk/collection/P06/current/UCCL/ | mgC/mgChl/hr
http://vocab.nerc.ac.uk/collection/P06/current/UMIN/ | min
http://vocab.nerc.ac.uk/collection/P06/current/VVML/ | ml
http://vocab.nerc.ac.uk/collection/P06/current/UMCH/ | ml/ind/h
http://vocab.nerc.ac.uk/collection/P06/current/MIKG/ | ml/kg
http://vocab.nerc.ac.uk/collection/P06/current/UMLL/ | ml/l
http://vocab.nerc.ac.uk/collection/P06/current/MSMD/ | ml/m^2/d
http://vocab.nerc.ac.uk/collection/P06/current/MPM3/ | ml/m^3
http://vocab.nerc.ac.uk/collection/P06/current/CCPM/ | ml/min
http://vocab.nerc.ac.uk/collection/P06/current/UXMM/ | mm
http://vocab.nerc.ac.uk/collection/P06/current/MMPD/ | mm/d
http://vocab.nerc.ac.uk/collection/P06/current/MMPH/ | mm/h
http://vocab.nerc.ac.uk/collection/P06/current/UMMM/ | mm/min
http://vocab.nerc.ac.uk/collection/P06/current/UVCC/ | mm/s
http://vocab.nerc.ac.uk/collection/P06/current/MMPY/ | mm/y
http://vocab.nerc.ac.uk/collection/P06/current/MILM/ | mm^2
http://vocab.nerc.ac.uk/collection/P06/current/CMM3/ | mm^3
http://vocab.nerc.ac.uk/collection/P06/current/CMCM/ | mm^3/m^3
http://vocab.nerc.ac.uk/collection/P06/current/MMKG/ | mmol/kg
http://vocab.nerc.ac.uk/collection/P06/current/MMPL/ | mmol/l
http://vocab.nerc.ac.uk/collection/P06/current/MMSM/ | mmol/m^2
http://vocab.nerc.ac.uk/collection/P06/current/UMDX/ | mmol/m^2/d
http://vocab.nerc.ac.uk/collection/P06/current/MMCM/ | mmol/m^3
http://vocab.nerc.ac.uk/collection/P06/current/MCMD/ | mmol/m^3/d
http://vocab.nerc.ac.uk/collection/P06/current/MMOM/ | mmol/mol
http://vocab.nerc.ac.uk/collection/P06/current/MOLE/ | mol
http://vocab.nerc.ac.uk/collection/P06/current/UMPE/ | mol/E
http://vocab.nerc.ac.uk/collection/P06/current/MPGH/ | mol/gram/h
http://vocab.nerc.ac.uk/collection/P06/current/MLKG/ | mol/kg
http://vocab.nerc.ac.uk/collection/P06/current/MLKG/ | mol/kg
http://vocab.nerc.ac.uk/collection/P06/current/MPLT/ | mol/l
http://vocab.nerc.ac.uk/collection/P06/current/MLM2/ | mol/m^2
http://vocab.nerc.ac.uk/collection/P06/current/MMSD/ | mol/m^2/d
http://vocab.nerc.ac.uk/collection/P06/current/M2MS/ | mol/m^2/s
http://vocab.nerc.ac.uk/collection/P06/current/M2MM/ | mol/m^2/s/m
http://vocab.nerc.ac.uk/collection/P06/current/M2SR/ | mol/m^2/s/m/sr
http://vocab.nerc.ac.uk/collection/P06/current/M3SR/ | mol/m^2/s/sr
http://vocab.nerc.ac.uk/collection/P06/current/MLM3/ | mol/m^3
http://vocab.nerc.ac.uk/collection/P06/current/MM3S/ | mol/m^3/s
http://vocab.nerc.ac.uk/collection/P06/current/MPMX/ | mol/mol
http://vocab.nerc.ac.uk/collection/P06/current/MLPS/ | mol/s
http://vocab.nerc.ac.uk/collection/P06/current/UMNT/ | mon
http://vocab.nerc.ac.uk/collection/P06/current/UMSC/ | ms
http://vocab.nerc.ac.uk/collection/P06/current/NAMP/ | nA
http://vocab.nerc.ac.uk/collection/P06/current/UNBQ/ | nBq/l
http://vocab.nerc.ac.uk/collection/P06/current/UMAA/ | nT
http://vocab.nerc.ac.uk/collection/P06/current/UNPI/ | ng
http://vocab.nerc.ac.uk/collection/P06/current/UNID/ | ng/d
http://vocab.nerc.ac.uk/collection/P06/current/NGPG/ | ng/g
http://vocab.nerc.ac.uk/collection/P06/current/UNIM/ | ng/ind/min
http://vocab.nerc.ac.uk/collection/P06/current/NGKG/ | ng/kg
http://vocab.nerc.ac.uk/collection/P06/current/UNGL/ | ng/l
http://vocab.nerc.ac.uk/collection/P06/current/NGML/ | ng/ml
http://vocab.nerc.ac.uk/collection/P06/current/UNUL/ | ng/ul
http://vocab.nerc.ac.uk/collection/P06/current/UXNM/ | nm
http://vocab.nerc.ac.uk/collection/P06/current/NMCH/ | nmol/cm^3/h
http://vocab.nerc.ac.uk/collection/P06/current/KGNM/ | nmol/kg
http://vocab.nerc.ac.uk/collection/P06/current/UPNM/ | nmol/l
http://vocab.nerc.ac.uk/collection/P06/current/UNMD/ | nmol/l/d
http://vocab.nerc.ac.uk/collection/P06/current/UNMH/ | nmol/l/h
http://vocab.nerc.ac.uk/collection/P06/current/NSQD/ | nmol/m^2/d
http://vocab.nerc.ac.uk/collection/P06/current/NMGH/ | nmol/ug/h
http://vocab.nerc.ac.uk/collection/P06/current/NMMM/ | nmol/umol
http://vocab.nerc.ac.uk/collection/P06/current/NMMD/ | nmol/umol/d
http://vocab.nerc.ac.uk/collection/P06/current/UOHM/ | ohm
http://vocab.nerc.ac.uk/collection/P06/current/OHMM/ | ohm.m
http://vocab.nerc.ac.uk/collection/P06/current/UPAM/ | pA/umol/l
http://vocab.nerc.ac.uk/collection/P06/current/UUPH/ | pH units
http://vocab.nerc.ac.uk/collection/P06/current/PWAV/ | pW/cm^2/l
http://vocab.nerc.ac.uk/collection/P06/current/UGPG/ | pg
http://vocab.nerc.ac.uk/collection/P06/current/PGPG/ | pg/g
http://vocab.nerc.ac.uk/collection/P06/current/PGKG/ | pg/kg
http://vocab.nerc.ac.uk/collection/P06/current/PGPL/ | pg/l
http://vocab.nerc.ac.uk/collection/P06/current/UPHI/ | phi units
http://vocab.nerc.ac.uk/collection/P06/current/KGPM/ | pmol/kg
http://vocab.nerc.ac.uk/collection/P06/current/UPML/ | pmol/l
http://vocab.nerc.ac.uk/collection/P06/current/PMLD/ | pmol/l/d
http://vocab.nerc.ac.uk/collection/P06/current/UPMH/ | pmol/l/h
http://vocab.nerc.ac.uk/collection/P06/current/UPVW/ | pmol/m/W/s
http://vocab.nerc.ac.uk/collection/P06/current/UPMD/ | pmol/m^2/d
http://vocab.nerc.ac.uk/collection/P06/current/UPMA/ | pmol/m^3
http://vocab.nerc.ac.uk/collection/P06/current/UPVT/ | pmol/m^3/s
http://vocab.nerc.ac.uk/collection/P06/current/PMMM/ | pmol/mg/min
http://vocab.nerc.ac.uk/collection/P06/current/UPPB/ | ppb
http://vocab.nerc.ac.uk/collection/P06/current/UBLV/ | ppbv
http://vocab.nerc.ac.uk/collection/P06/current/UPPM/ | ppm
http://vocab.nerc.ac.uk/collection/P06/current/UMLV/ | ppmv
http://vocab.nerc.ac.uk/collection/P06/current/UPPT/ | ppt
http://vocab.nerc.ac.uk/collection/P06/current/UPPT/ | ppt
http://vocab.nerc.ac.uk/collection/P06/current/UPTH/ | ppt/h
http://vocab.nerc.ac.uk/collection/P06/current/PPTR/ | pptr
http://vocab.nerc.ac.uk/collection/P06/current/UTRV/ | pptrv
http://vocab.nerc.ac.uk/collection/P06/current/UPPE/ | pptt
http://vocab.nerc.ac.uk/collection/P06/current/PIXY/ | px
http://vocab.nerc.ac.uk/collection/P06/current/URAD/ | rad
http://vocab.nerc.ac.uk/collection/P06/current/RAPS/ | rad/s
http://vocab.nerc.ac.uk/collection/P06/current/UTBB/ | s
http://vocab.nerc.ac.uk/collection/P06/current/SCPM/ | s/m
http://vocab.nerc.ac.uk/collection/P06/current/USTR/ | sr
http://vocab.nerc.ac.uk/collection/P06/current/MTON/ | t
http://vocab.nerc.ac.uk/collection/P06/current/UWBQ/ | uBq/kg
http://vocab.nerc.ac.uk/collection/P06/current/UUBQ/ | uBq/l
http://vocab.nerc.ac.uk/collection/P06/current/UECH/ | uE/cm^2/h
http://vocab.nerc.ac.uk/collection/P06/current/UESC/ | uE/cm^2/s
http://vocab.nerc.ac.uk/collection/P06/current/UMES/ | uE/m^2/s
http://vocab.nerc.ac.uk/collection/P06/current/UMEC/ | uE/m^3/s
http://vocab.nerc.ac.uk/collection/P06/current/UEQL/ | uEquiv/l
http://vocab.nerc.ac.uk/collection/P06/current/UGPM/ | uGal/m
http://vocab.nerc.ac.uk/collection/P06/current/USCM/ | uS/cm
http://vocab.nerc.ac.uk/collection/P06/current/UATM/ | uatm
http://vocab.nerc.ac.uk/collection/P06/current/UGUG/ | ug
http://vocab.nerc.ac.uk/collection/P06/current/WXCC/ | ug/5cm^3
http://vocab.nerc.ac.uk/collection/P06/current/XGCC/ | ug/cm^3
http://vocab.nerc.ac.uk/collection/P06/current/UGGR/ | ug/g
http://vocab.nerc.ac.uk/collection/P06/current/UUKG/ | ug/kg
http://vocab.nerc.ac.uk/collection/P06/current/UGPL/ | ug/l
http://vocab.nerc.ac.uk/collection/P06/current/MGLH/ | ug/l/h
http://vocab.nerc.ac.uk/collection/P06/current/UUDX/ | ug/m^2/d
http://vocab.nerc.ac.uk/collection/P06/current/MCUG/ | ug/m^3
http://vocab.nerc.ac.uk/collection/P06/current/UGM3/ | ug/m^3/h
http://vocab.nerc.ac.uk/collection/P06/current/UUGS/ | ug/ml
http://vocab.nerc.ac.uk/collection/P06/current/UUML/ | ul/l
http://vocab.nerc.ac.uk/collection/P06/current/UMIC/ | um
http://vocab.nerc.ac.uk/collection/P06/current/UMUB/ | um/um/d
http://vocab.nerc.ac.uk/collection/P06/current/SQUM/ | um^2
http://vocab.nerc.ac.uk/collection/P06/current/USUM/ | um^2/ml
http://vocab.nerc.ac.uk/collection/P06/current/UMCU/ | um^3
http://vocab.nerc.ac.uk/collection/P06/current/UNVH/ | um^3/ind/h
http://vocab.nerc.ac.uk/collection/P06/current/CUPL/ | um^3/l
http://vocab.nerc.ac.uk/collection/P06/current/UCCM/ | um^3/m^3
http://vocab.nerc.ac.uk/collection/P06/current/UCUM/ | um^3/ml
http://vocab.nerc.ac.uk/collection/P06/current/UDPM/ | umol/dpm
http://vocab.nerc.ac.uk/collection/P06/current/KGUM/ | umol/kg
http://vocab.nerc.ac.uk/collection/P06/current/KGUM/ | umol/kg
http://vocab.nerc.ac.uk/collection/P06/current/UPOX/ | umol/l
http://vocab.nerc.ac.uk/collection/P06/current/UPOX/ | umol/l
http://vocab.nerc.ac.uk/collection/P06/current/UMMD/ | umol/l/d
http://vocab.nerc.ac.uk/collection/P06/current/UMMH/ | umol/l/h
http://vocab.nerc.ac.uk/collection/P06/current/UMSM/ | umol/m^2
http://vocab.nerc.ac.uk/collection/P06/current/UUUD/ | umol/m^2/d
http://vocab.nerc.ac.uk/collection/P06/current/UMFX/ | umol/m^2/h
http://vocab.nerc.ac.uk/collection/P06/current/UM2S/ | umol/m^2/s
http://vocab.nerc.ac.uk/collection/P06/current/CMUM/ | umol/m^3
http://vocab.nerc.ac.uk/collection/P06/current/UMGM/ | umol/mg/min
http://vocab.nerc.ac.uk/collection/P06/current/UMPM/ | umol/mol
http://vocab.nerc.ac.uk/collection/P06/current/USEC/ | us
http://vocab.nerc.ac.uk/collection/P06/current/UYRS/ | yr
http://vocab.nerc.ac.uk/collection/P06/current/UYMD/ | yyyymmdd

## SensorType
c | l
http://vocab.nerc.ac.uk/collection/P10/current/GI000001/ | 1D Particles Probe
http://vocab.nerc.ac.uk/collection/P10/current/GIV30027/ | 2-D Passive L-Band Microwave Interferometer
http://vocab.nerc.ac.uk/collection/P10/current/GI000002/ | 2D Cloud Probe
http://vocab.nerc.ac.uk/collection/P10/current/GI000004/ | 3-D Plasma and Energetic Particle Investigation (WIND)
http://vocab.nerc.ac.uk/collection/P10/current/GI000003/ | 3D Plasma Analyzer
http://vocab.nerc.ac.uk/collection/P10/current/GI000005/ | 50-MHz Radar Wind Profiler and Radio Acoustic Sounding System
http://vocab.nerc.ac.uk/collection/P10/current/GI000006/ | 915-MHz Radar Wind Profiler and Radio Acoustic Sounding System
http://vocab.nerc.ac.uk/collection/P10/current/GI000007/ | ACCELERATOR MASS SPECTROMETERS
http://vocab.nerc.ac.uk/collection/P10/current/GI000642/ | ACCELEROGRAPHS
http://vocab.nerc.ac.uk/collection/P10/current/GI000643/ | ACCELEROMETERS
http://vocab.nerc.ac.uk/collection/P10/current/GI000644/ | ACOUSTIC RADAR
http://vocab.nerc.ac.uk/collection/P10/current/GI000645/ | ACOUSTIC RECEIVERS
http://vocab.nerc.ac.uk/collection/P10/current/GI000646/ | ACOUSTIC SOUNDERS
http://vocab.nerc.ac.uk/collection/P10/current/GI000647/ | ACOUSTIC TAGS
http://vocab.nerc.ac.uk/collection/P10/current/GI000022/ | ADVANCED MICROWAVE SOUNDING UNIT B (AMSU-B)
http://vocab.nerc.ac.uk/collection/P10/current/GI000027/ | ADVANCED TIROS-N OPERATIONAL VERTICAL SOUNDER (ATOVS)
http://vocab.nerc.ac.uk/collection/P10/current/GI000648/ | AEROSOL COLLECTORS
http://vocab.nerc.ac.uk/collection/P10/current/GI000649/ | AEROSOL MONITOR
http://vocab.nerc.ac.uk/collection/P10/current/GI000650/ | AEROSOL/CLOUD PARTICLE SIZER
http://vocab.nerc.ac.uk/collection/P10/current/GI000651/ | AEROVANES
http://vocab.nerc.ac.uk/collection/P10/current/GI000652/ | AETHAELOMETER
http://vocab.nerc.ac.uk/collection/P10/current/GI000653/ | AGASSIZ TRAWL
http://vocab.nerc.ac.uk/collection/P10/current/GI000654/ | AIR PERMEAMETERS
http://vocab.nerc.ac.uk/collection/P10/current/GIV30002/ | AIRBORNE HEIGHT FINDER
http://vocab.nerc.ac.uk/collection/P10/current/GI000043/ | AIRBORNE SPECTRAL IMAGERY OF ENVIRONMENTAL CONTAMINANTS TECHNOLOGY
http://vocab.nerc.ac.uk/collection/P10/current/GI000655/ | AIRBORNE TRACKING SUNPHOTOMETER
http://vocab.nerc.ac.uk/collection/P10/current/GI000656/ | AIRGLOW SENSOR
http://vocab.nerc.ac.uk/collection/P10/current/GI000657/ | AIRGLOW/AURORA IMAGER
http://vocab.nerc.ac.uk/collection/P10/current/GI000658/ | AIRGUN ARRAYS
http://vocab.nerc.ac.uk/collection/P10/current/GI000659/ | ALTIMETERS
http://vocab.nerc.ac.uk/collection/P10/current/GI000660/ | ALTUS DATA COLLECTION SYSTEM
http://vocab.nerc.ac.uk/collection/P10/current/GI000055/ | AMPTE/IRM Three-axis Fluxgate Magnetometer
http://vocab.nerc.ac.uk/collection/P10/current/GI000661/ | ANEMOMETERS
http://vocab.nerc.ac.uk/collection/P10/current/GI000662/ | ANEROID PRESSURE SENSOR
http://vocab.nerc.ac.uk/collection/P10/current/GI000057/ | ARGOS Data Collection and Position Location System
http://vocab.nerc.ac.uk/collection/P10/current/GIV30004/ | ASCAT
http://vocab.nerc.ac.uk/collection/P10/current/GI000069/ | AURORAL PHOTOMETER (SNOE)
http://vocab.nerc.ac.uk/collection/P10/current/GI000663/ | AUTOANALYZER
http://vocab.nerc.ac.uk/collection/P10/current/GI000008/ | Acoustic Depth Gauge
http://vocab.nerc.ac.uk/collection/P10/current/GI000009/ | Acoustic Doppler Current Profiler
http://vocab.nerc.ac.uk/collection/P10/current/GI000010/ | Acoustic Recording Package
http://vocab.nerc.ac.uk/collection/P10/current/GI000011/ | Active Cavity Radiometer Irradiance Monitor
http://vocab.nerc.ac.uk/collection/P10/current/GI000012/ | Active Cavity Radiometer Irradiance Monitor II
http://vocab.nerc.ac.uk/collection/P10/current/GI000013/ | Active Cavity Radiometer Irradiance Monitor III
http://vocab.nerc.ac.uk/collection/P10/current/GI000014/ | Active Microwave Instrument
http://vocab.nerc.ac.uk/collection/P10/current/GI000015/ | Active Spacecraft Potential Control Experiment
http://vocab.nerc.ac.uk/collection/P10/current/GI000016/ | Advanced Along-Track Scanning Radiometer
http://vocab.nerc.ac.uk/collection/P10/current/GI000017/ | Advanced Land Imager
http://vocab.nerc.ac.uk/collection/P10/current/GI000018/ | Advanced Microwave Moisture Sounder
http://vocab.nerc.ac.uk/collection/P10/current/GI000019/ | Advanced Microwave Precipitation Radiometer
http://vocab.nerc.ac.uk/collection/P10/current/GI000020/ | Advanced Microwave Scanning Radiometer
http://vocab.nerc.ac.uk/collection/P10/current/GI000021/ | Advanced Microwave Scanning Radiometer-EOS
http://vocab.nerc.ac.uk/collection/P10/current/GI000023/ | Advanced Microwave Sounding Unit-A
http://vocab.nerc.ac.uk/collection/P10/current/GI000024/ | Advanced Solid-state Array Spectroradiometer
http://vocab.nerc.ac.uk/collection/P10/current/GI000025/ | Advanced Spaceborne Thermal Emission and Reflection Radiometer
http://vocab.nerc.ac.uk/collection/P10/current/GIV30001/ | Advanced Stellar Compass 2 (Boom)
http://vocab.nerc.ac.uk/collection/P10/current/GI000026/ | Advanced Synthetic Aperature Radar
http://vocab.nerc.ac.uk/collection/P10/current/GI000028/ | Advanced Very High Resolution Radiometer
http://vocab.nerc.ac.uk/collection/P10/current/GIV30005/ | Advanced Very High Resolution Radiometer-2
http://vocab.nerc.ac.uk/collection/P10/current/GIV30006/ | Advanced Very High Resolution Radiometer-3
http://vocab.nerc.ac.uk/collection/P10/current/GI000029/ | Advanced Visible and Near-Infrared Radiometer
http://vocab.nerc.ac.uk/collection/P10/current/GI000030/ | Advanced Visible and Near-Infrared Radiometer Type 2
http://vocab.nerc.ac.uk/collection/P10/current/GI000031/ | Advanced Wide Field Sensor
http://vocab.nerc.ac.uk/collection/P10/current/GI000032/ | Aerodynamic Particle Sizer
http://vocab.nerc.ac.uk/collection/P10/current/GIV30003/ | Air Pressure Sensor
http://vocab.nerc.ac.uk/collection/P10/current/GI000033/ | Airborne Chromatograph for Atmospheric Trace Species
http://vocab.nerc.ac.uk/collection/P10/current/GI000034/ | Airborne Electromagnetic Profiler
http://vocab.nerc.ac.uk/collection/P10/current/GI000035/ | Airborne Imaging Microwave Radiometer
http://vocab.nerc.ac.uk/collection/P10/current/GI000036/ | Airborne Laser Infrared Absorption Spectrometer
http://vocab.nerc.ac.uk/collection/P10/current/GI000037/ | Airborne Laser Polarization Sensor
http://vocab.nerc.ac.uk/collection/P10/current/GI000038/ | Airborne Multi-angle Imaging SpectroRadiometer
http://vocab.nerc.ac.uk/collection/P10/current/GI000039/ | Airborne Multichannel Microwave Radiometer
http://vocab.nerc.ac.uk/collection/P10/current/GI000040/ | Airborne Ocean Color Imager
http://vocab.nerc.ac.uk/collection/P10/current/GI000041/ | Airborne Oceanographic Lidar Fluorosensor
http://vocab.nerc.ac.uk/collection/P10/current/GI000042/ | Airborne Rain Mapping Radar
http://vocab.nerc.ac.uk/collection/P10/current/GI000044/ | Airborne SUbmillimeter Radiometer
http://vocab.nerc.ac.uk/collection/P10/current/GI000045/ | Airborne Synthetic Aperture Radar
http://vocab.nerc.ac.uk/collection/P10/current/GI000046/ | Airborne Topographic Mapper
http://vocab.nerc.ac.uk/collection/P10/current/GI000047/ | Airborne Tropospheric Hydroxides Sensor
http://vocab.nerc.ac.uk/collection/P10/current/GI000048/ | Airborne Tunable Laser Absorption Spectrometer
http://vocab.nerc.ac.uk/collection/P10/current/GI000049/ | Airborne Vertical Atmosphere Profiling Systems
http://vocab.nerc.ac.uk/collection/P10/current/GI000050/ | Airborne Visible and Infrared Imaging Spectrometer
http://vocab.nerc.ac.uk/collection/P10/current/GI000051/ | All-Sky Camera
http://vocab.nerc.ac.uk/collection/P10/current/GI000052/ | Along Track Scanning Radiometer and Microwave Sounder
http://vocab.nerc.ac.uk/collection/P10/current/GI000053/ | Along-Track Scanning Radiometer 2
http://vocab.nerc.ac.uk/collection/P10/current/GI000054/ | Ames Particle Measurement System
http://vocab.nerc.ac.uk/collection/P10/current/GI000056/ | Apparatus for Water Quality Test
http://vocab.nerc.ac.uk/collection/P10/current/GI000058/ | Arizona Imager Spectrograph
http://vocab.nerc.ac.uk/collection/P10/current/GI000059/ | Atmospheric Density Accelerometer
http://vocab.nerc.ac.uk/collection/P10/current/GI000060/ | Atmospheric Emission Spectrometer
http://vocab.nerc.ac.uk/collection/P10/current/GI000061/ | Atmospheric Emissions Photometric Imaging
http://vocab.nerc.ac.uk/collection/P10/current/GI000062/ | Atmospheric Emitted Radiance Interferometer
http://vocab.nerc.ac.uk/collection/P10/current/GI000063/ | Atmospheric Infrared Sounder
http://vocab.nerc.ac.uk/collection/P10/current/GI000064/ | Atmospheric Lyman-Alpha Emissions
http://vocab.nerc.ac.uk/collection/P10/current/GI000065/ | Atmospheric Trace Molecule Spectroscopy
http://vocab.nerc.ac.uk/collection/P10/current/GI000066/ | Atmospheric/Emitted Radiation Sensor
http://vocab.nerc.ac.uk/collection/P10/current/GI000067/ | Atomic Absorption Spectrometer
http://vocab.nerc.ac.uk/collection/P10/current/GI000068/ | Atomic Absorption Spectrophotometry
http://vocab.nerc.ac.uk/collection/P10/current/GI000070/ | Automated DNA Sequencer
http://vocab.nerc.ac.uk/collection/P10/current/GI000071/ | Automated Weather System
http://vocab.nerc.ac.uk/collection/P10/current/GI000072/ | Automatic Weigh and Identification Nest-System
http://vocab.nerc.ac.uk/collection/P10/current/GI000664/ | BALANCE
http://vocab.nerc.ac.uk/collection/P10/current/GI000665/ | BAROMETERS
http://vocab.nerc.ac.uk/collection/P10/current/GI000666/ | BATHYPHOTOMETER
http://vocab.nerc.ac.uk/collection/P10/current/GI000667/ | BATHYTHERMOGRAPHS
http://vocab.nerc.ac.uk/collection/P10/current/GI000668/ | BEDLOAD SENSORS
http://vocab.nerc.ac.uk/collection/P10/current/GI000669/ | BENTHOPELAGIC NET
http://vocab.nerc.ac.uk/collection/P10/current/GI000670/ | BENTHOPELAGIC TRAWL
http://vocab.nerc.ac.uk/collection/P10/current/GI000078/ | BINOCULAR
http://vocab.nerc.ac.uk/collection/P10/current/GI000671/ | BOLOMETERS
http://vocab.nerc.ac.uk/collection/P10/current/GI000672/ | BONGO NETS
http://vocab.nerc.ac.uk/collection/P10/current/GI000673/ | BOTTOM PRESSURE GAUGES
http://vocab.nerc.ac.uk/collection/P10/current/GI000674/ | BOTTOM TRAWL
http://vocab.nerc.ac.uk/collection/P10/current/GI000675/ | BROADBEAM RIOMETERS
http://vocab.nerc.ac.uk/collection/P10/current/GI000073/ | Background Radiometric Temperature Sensors
http://vocab.nerc.ac.uk/collection/P10/current/GI000074/ | Backscatter Ultraviolet
http://vocab.nerc.ac.uk/collection/P10/current/GI000075/ | Balloon-Borne Sounding System
http://vocab.nerc.ac.uk/collection/P10/current/GI000076/ | Bedford Institute of Oceanography Net Environmental Sampling System
http://vocab.nerc.ac.uk/collection/P10/current/GI000077/ | Bennett Ion-Mass Spectrometer
http://vocab.nerc.ac.uk/collection/P10/current/GI000079/ | Bio Optical Profiling System
http://vocab.nerc.ac.uk/collection/P10/current/GI000080/ | Bismuth Germanate Scintillator
http://vocab.nerc.ac.uk/collection/P10/current/GI000081/ | Boundary Layer Instrument Package
http://vocab.nerc.ac.uk/collection/P10/current/GI000082/ | Bragg Crystal Spectrometer
http://vocab.nerc.ac.uk/collection/P10/current/GI000083/ | Broad Spectral Bandpass Hemispherical Solar Radiometer
http://vocab.nerc.ac.uk/collection/P10/current/GI000084/ | Broadband Solar Radiometer
http://vocab.nerc.ac.uk/collection/P10/current/GI000085/ | Burst And Transient Source Experiment
http://vocab.nerc.ac.uk/collection/P10/current/GI000088/ | C-Band Scatterometer
http://vocab.nerc.ac.uk/collection/P10/current/GI000089/ | C-Band Synthetic Aperture Radar
http://vocab.nerc.ac.uk/collection/P10/current/GI000095/ | C-LORAN Atmospheric Sounding System
http://vocab.nerc.ac.uk/collection/P10/current/GI000676/ | CAMERAS
http://vocab.nerc.ac.uk/collection/P10/current/GI000677/ | CARBON ANALYZERS
http://vocab.nerc.ac.uk/collection/P10/current/GI000678/ | CCD IMAGER
http://vocab.nerc.ac.uk/collection/P10/current/GI000679/ | CCD LINEAR ARRAY
http://vocab.nerc.ac.uk/collection/P10/current/GI000680/ | CEDAR IMAGER
http://vocab.nerc.ac.uk/collection/P10/current/GI000681/ | CEILOMETERS
http://vocab.nerc.ac.uk/collection/P10/current/GI000682/ | CEPTOMETERS
http://vocab.nerc.ac.uk/collection/P10/current/GI000683/ | CHAMP-BLACKJACK
http://vocab.nerc.ac.uk/collection/P10/current/GI000684/ | CHEMILUMINESCENCE
http://vocab.nerc.ac.uk/collection/P10/current/GI000685/ | CLINOMETERS
http://vocab.nerc.ac.uk/collection/P10/current/GI000686/ | CLOCKS
http://vocab.nerc.ac.uk/collection/P10/current/GI000687/ | CLOUD LIQUID WATER PROBE
http://vocab.nerc.ac.uk/collection/P10/current/GI000688/ | CLOUD TOP SPECTROMETER
http://vocab.nerc.ac.uk/collection/P10/current/GIV30009/ | CLOUDSAT CLOUD PROFILING RADAR
http://vocab.nerc.ac.uk/collection/P10/current/GI000112/ | CLUSTER-II Fluxgate Monitor
http://vocab.nerc.ac.uk/collection/P10/current/GI000689/ | CO2 ANALYZERS
http://vocab.nerc.ac.uk/collection/P10/current/GI000690/ | COLORIMETERS
http://vocab.nerc.ac.uk/collection/P10/current/GI000691/ | COMPASSES
http://vocab.nerc.ac.uk/collection/P10/current/GI000692/ | CONDUCTIVITY METERS
http://vocab.nerc.ac.uk/collection/P10/current/GI000693/ | CORING DEVICES
http://vocab.nerc.ac.uk/collection/P10/current/GI000694/ | CORONAGRAPHS
http://vocab.nerc.ac.uk/collection/P10/current/GI000695/ | COULOMETERS
http://vocab.nerc.ac.uk/collection/P10/current/GI000137/ | COUPLED ION-NEUTRAL DYNAMICS INVESTIGATION
http://vocab.nerc.ac.uk/collection/P10/current/GI000696/ | CURRENT METERS
http://vocab.nerc.ac.uk/collection/P10/current/GI000139/ | CWVC Chilbolton Advanced Meteorological Radar
http://vocab.nerc.ac.uk/collection/P10/current/GI000086/ | Carbon Dioxide Nondispersive Infrared Analyzer
http://vocab.nerc.ac.uk/collection/P10/current/GI000087/ | Carbon, Hydrogen, Nitrogen Analyzers
http://vocab.nerc.ac.uk/collection/P10/current/GI000090/ | Charge And Mass Ion Composition Experiment
http://vocab.nerc.ac.uk/collection/P10/current/GI000091/ | Charge, Element, and Isotope Analysis System
http://vocab.nerc.ac.uk/collection/P10/current/GI000092/ | Charged Particle Analyzer
http://vocab.nerc.ac.uk/collection/P10/current/GI000093/ | Charged Particle Measurement Experiment (IMP-8)
http://vocab.nerc.ac.uk/collection/P10/current/GI000094/ | Chemical Ionization Mass Spectrometer
http://vocab.nerc.ac.uk/collection/P10/current/GIV30008/ | Cloud Imaging and Particle Size
http://vocab.nerc.ac.uk/collection/P10/current/GI000097/ | Cloud Integrating Nephelometer
http://vocab.nerc.ac.uk/collection/P10/current/GI000098/ | Cloud Lidar System
http://vocab.nerc.ac.uk/collection/P10/current/GI000099/ | Cloud Particle Counter
http://vocab.nerc.ac.uk/collection/P10/current/GI000100/ | Cloud Particle Imager
http://vocab.nerc.ac.uk/collection/P10/current/GI000101/ | Cloud Physics Lidar
http://vocab.nerc.ac.uk/collection/P10/current/GI000102/ | Cloud Radar System
http://vocab.nerc.ac.uk/collection/P10/current/GI000096/ | Cloud and Aerosol Particle Characterization
http://vocab.nerc.ac.uk/collection/P10/current/GI000103/ | Cloud, Aerosol, Precipitation Spectrometer
http://vocab.nerc.ac.uk/collection/P10/current/GIV20004/ | Cloud-Aerosol Lidar with Orthogonal Polarization
http://vocab.nerc.ac.uk/collection/P10/current/GI000104/ | Clouds and Earth's Radiant Energy System
http://vocab.nerc.ac.uk/collection/P10/current/GI000105/ | Clouds and the Earth's Radiant Energy System - Flight Model 1
http://vocab.nerc.ac.uk/collection/P10/current/GI000106/ | Clouds and the Earth's Radiant Energy System - Flight Model 2
http://vocab.nerc.ac.uk/collection/P10/current/GI000107/ | Clouds and the Earth's Radiant Energy System - Flight Model 3
http://vocab.nerc.ac.uk/collection/P10/current/GI000108/ | Clouds and the Earth's Radiant Energy System - Flight Model 4
http://vocab.nerc.ac.uk/collection/P10/current/GI000109/ | Clouds and the Earth's Radiant Energy System - Prototype Flight Model
http://vocab.nerc.ac.uk/collection/P10/current/GI000110/ | Clouds and the Earth's Radiant Energy System Scanner
http://vocab.nerc.ac.uk/collection/P10/current/GI000111/ | Cluster Ion Spectrometry Experiment
http://vocab.nerc.ac.uk/collection/P10/current/GI000114/ | Coastal Zone Color Scanner
http://vocab.nerc.ac.uk/collection/P10/current/GI000115/ | Coded Mask X-ray Imager
http://vocab.nerc.ac.uk/collection/P10/current/GI000116/ | Combined Recording Wind Vane Anemograph
http://vocab.nerc.ac.uk/collection/P10/current/GI000117/ | Compact Airborne Spectrographic Imager
http://vocab.nerc.ac.uk/collection/P10/current/GI000118/ | Composition and Photodissociative Flux Measurement
http://vocab.nerc.ac.uk/collection/P10/current/GI000119/ | Comprehensive Energetic Particle Pitch Angle Distribution
http://vocab.nerc.ac.uk/collection/P10/current/GI000120/ | Comprehensive Plasma Investigation-Geotail
http://vocab.nerc.ac.uk/collection/P10/current/GI000121/ | Comprehensive Suprathermal and Energetic Particle Analyzer
http://vocab.nerc.ac.uk/collection/P10/current/GI000122/ | Compressive Strength Recorder
http://vocab.nerc.ac.uk/collection/P10/current/GI000123/ | Condensation Nuclei Counter
http://vocab.nerc.ac.uk/collection/P10/current/GI000124/ | Conductivity, Temperature, Depth
http://vocab.nerc.ac.uk/collection/P10/current/GI000125/ | Conical Scanning Sub-mm wave Imaging Radiometer
http://vocab.nerc.ac.uk/collection/P10/current/GI000126/ | Conically-Scanning Two-look Airborne Radiometer
http://vocab.nerc.ac.uk/collection/P10/current/GI000127/ | Continuous Flow Diffusion Chamber
http://vocab.nerc.ac.uk/collection/P10/current/GI000128/ | Continuous Plankton Recorder
http://vocab.nerc.ac.uk/collection/P10/current/GI000129/ | Continuous Underway Fish Egg Sampling System
http://vocab.nerc.ac.uk/collection/P10/current/GI000130/ | Coronagraph/Polarimeter
http://vocab.nerc.ac.uk/collection/P10/current/GI000131/ | Coronal Diagnostics Spectrometer
http://vocab.nerc.ac.uk/collection/P10/current/GI000132/ | Correlation Spectrometer
http://vocab.nerc.ac.uk/collection/P10/current/GI000134/ | Cosmic Ray Isotope Spectrometer
http://vocab.nerc.ac.uk/collection/P10/current/GI000135/ | Cosmic Ray Nuclear Composition Experiment (IMP-8)
http://vocab.nerc.ac.uk/collection/P10/current/GI000133/ | Cosmic and Solar Particle Investigation (Ulysses)
http://vocab.nerc.ac.uk/collection/P10/current/GI000136/ | Counterflow Virtual Impactor
http://vocab.nerc.ac.uk/collection/P10/current/GI000138/ | Cryogenic Limb Array Etalon Spectrometer
http://vocab.nerc.ac.uk/collection/P10/current/GI000140/ | Cylindrical Electrostatic Probe
http://vocab.nerc.ac.uk/collection/P10/current/GI000142/ | DC-8 DATA ACQUISITION AND DISTRIBUTION SYSTEM
http://vocab.nerc.ac.uk/collection/P10/current/GI000697/ | DC8 DROPSONDES
http://vocab.nerc.ac.uk/collection/P10/current/GI000698/ | DEMERSAL TRAWL
http://vocab.nerc.ac.uk/collection/P10/current/GI000699/ | DENDROMETERS
http://vocab.nerc.ac.uk/collection/P10/current/GI000700/ | DENSIOMETERS
http://vocab.nerc.ac.uk/collection/P10/current/GI000701/ | DEWPOINT HYDROMETERS
http://vocab.nerc.ac.uk/collection/P10/current/GI000143/ | DFS-V 48 Channel Seismograph Attached to Seismic Geophones
http://vocab.nerc.ac.uk/collection/P10/current/GI000144/ | DFS-V 60 Channel Seismograph Attached to Seismic Geophones
http://vocab.nerc.ac.uk/collection/P10/current/GI000702/ | DIELECTRIC PROBE
http://vocab.nerc.ac.uk/collection/P10/current/GI000703/ | DIFFERENTIAL MOBILITY ANALYZERS
http://vocab.nerc.ac.uk/collection/P10/current/GI000704/ | DIFLUX MAGNETOMETERS
http://vocab.nerc.ac.uk/collection/P10/current/GI000705/ | DIGISONDES
http://vocab.nerc.ac.uk/collection/P10/current/GI000706/ | DIGITIZER
http://vocab.nerc.ac.uk/collection/P10/current/GI000707/ | DISDROMETERS
http://vocab.nerc.ac.uk/collection/P10/current/GI000708/ | DOBSON SPECTROPHOTOMETERS
http://vocab.nerc.ac.uk/collection/P10/current/GI000709/ | DOPPLER BEACONS
http://vocab.nerc.ac.uk/collection/P10/current/GI000710/ | DOPPLER RADAR
http://vocab.nerc.ac.uk/collection/P10/current/GI000150/ | DOWNHOLE OPTICAL DUST AND ASH LOGGERS
http://vocab.nerc.ac.uk/collection/P10/current/GI000711/ | DREDGING DEVICES
http://vocab.nerc.ac.uk/collection/P10/current/GI000712/ | DRIFTING BUOYS
http://vocab.nerc.ac.uk/collection/P10/current/GI000713/ | DROPSONDES
http://vocab.nerc.ac.uk/collection/P10/current/GI000714/ | DROPWINDSONDES
http://vocab.nerc.ac.uk/collection/P10/current/GI000715/ | DRY BULB THERMOMETERS
http://vocab.nerc.ac.uk/collection/P10/current/GI000716/ | DRY DEPOSITION COLLECTORS
http://vocab.nerc.ac.uk/collection/P10/current/GI000141/ | Daedalus Thematic Mapper Simulator
http://vocab.nerc.ac.uk/collection/P10/current/GI000145/ | Differential Absorption Lidar
http://vocab.nerc.ac.uk/collection/P10/current/GI000146/ | Differential Optical Absorption Spectrometers
http://vocab.nerc.ac.uk/collection/P10/current/GI000147/ | Differential Thermogravimeter
http://vocab.nerc.ac.uk/collection/P10/current/GI000148/ | Digital Wave Processing Experiment
http://vocab.nerc.ac.uk/collection/P10/current/GI000149/ | Doppler Orbitography and Radiopositioning Integrated by Satellite
http://vocab.nerc.ac.uk/collection/P10/current/GI000151/ | Dual Optical Pulse Sensor
http://vocab.nerc.ac.uk/collection/P10/current/GI000717/ | ECHO SOUNDERS
http://vocab.nerc.ac.uk/collection/P10/current/GI000718/ | EDDY CORRELATION DEVICES
http://vocab.nerc.ac.uk/collection/P10/current/GI000719/ | ELASTIC BACKSCATTER LIDAR
http://vocab.nerc.ac.uk/collection/P10/current/GI000720/ | ELECTRIC FIELD MILL
http://vocab.nerc.ac.uk/collection/P10/current/GI000721/ | ELECTROMAGNETIC DIRECTION METER
http://vocab.nerc.ac.uk/collection/P10/current/GI000722/ | ELECTRON MICROPROBES
http://vocab.nerc.ac.uk/collection/P10/current/GI000723/ | ELECTRONATORS
http://vocab.nerc.ac.uk/collection/P10/current/GI000724/ | ELECTROSTATIC ANALYZERS
http://vocab.nerc.ac.uk/collection/P10/current/GI000725/ | EPSONDE
http://vocab.nerc.ac.uk/collection/P10/current/GI000726/ | EQUILIBRATORS
http://vocab.nerc.ac.uk/collection/P10/current/GI000175/ | ER-2 High Altitude Dropsonde
http://vocab.nerc.ac.uk/collection/P10/current/GI000176/ | ER-2 NAV RECORDER
http://vocab.nerc.ac.uk/collection/P10/current/GI000177/ | ER2-Doppler Radar
http://vocab.nerc.ac.uk/collection/P10/current/GI000727/ | ERB-SCANNER
http://vocab.nerc.ac.uk/collection/P10/current/GI000178/ | ERS Radar Altimeter
http://vocab.nerc.ac.uk/collection/P10/current/GI000728/ | ERS WIND SCATTEROMETER
http://vocab.nerc.ac.uk/collection/P10/current/GI000179/ | EUV Grating Spectrograph
http://vocab.nerc.ac.uk/collection/P10/current/GIV30011/ | EUV IMAGING SPRECTROMETER (HINODE)
http://vocab.nerc.ac.uk/collection/P10/current/GI000152/ | Earth Radiation Budget
http://vocab.nerc.ac.uk/collection/P10/current/GI000153/ | Earth Radiation Budget Experiment
http://vocab.nerc.ac.uk/collection/P10/current/GI000154/ | Ebert-Fastie Spectrometer
http://vocab.nerc.ac.uk/collection/P10/current/GI000155/ | Electra Doppler Radar
http://vocab.nerc.ac.uk/collection/P10/current/GI000156/ | Electric Field and Wave Experiment
http://vocab.nerc.ac.uk/collection/P10/current/GI000157/ | Electric Fields Detector (Geotail)
http://vocab.nerc.ac.uk/collection/P10/current/GI000158/ | Electric Fields Investigation
http://vocab.nerc.ac.uk/collection/P10/current/GI000159/ | Electron Drift Instrument (CLUSTER-II)
http://vocab.nerc.ac.uk/collection/P10/current/GI000160/ | Electron Drift Instrument (EQUATOR-S)
http://vocab.nerc.ac.uk/collection/P10/current/GI000161/ | Electron Gas Chromatograph
http://vocab.nerc.ac.uk/collection/P10/current/GI000162/ | Electron, Proton, and Alpha Monitor
http://vocab.nerc.ac.uk/collection/P10/current/GI000163/ | Electronic Scanning Microwave Radiometer
http://vocab.nerc.ac.uk/collection/P10/current/GI000164/ | Electronically Scanned Thinned Array Radiometer
http://vocab.nerc.ac.uk/collection/P10/current/GI000165/ | Electrostatic Energy-Charge Analyzer (IMP-8)
http://vocab.nerc.ac.uk/collection/P10/current/GI000168/ | Energetic Particle Experiment (IMP-8)
http://vocab.nerc.ac.uk/collection/P10/current/GI000167/ | Energetic Particle and Ion Composition (Geotail)
http://vocab.nerc.ac.uk/collection/P10/current/GI000169/ | Energetic Particles Composition Instrument (Ulysses)
http://vocab.nerc.ac.uk/collection/P10/current/GI000170/ | Energetic Particles: Acceleration, Composition and Transport (WIND)
http://vocab.nerc.ac.uk/collection/P10/current/GI000166/ | Energetic and Relativistic Nuclei and Electron
http://vocab.nerc.ac.uk/collection/P10/current/GI000171/ | Energy Dispersive X-Ray Analyzer
http://vocab.nerc.ac.uk/collection/P10/current/GI000172/ | Energy Particle Analyzer
http://vocab.nerc.ac.uk/collection/P10/current/GI000173/ | Energy-Dispersive Analysis of X-Ray
http://vocab.nerc.ac.uk/collection/P10/current/GI000174/ | Enhanced Thematic Mapper Plus
http://vocab.nerc.ac.uk/collection/P10/current/GI000180/ | Expendable Bathythermographs
http://vocab.nerc.ac.uk/collection/P10/current/GI000181/ | Expendable Current Profiler
http://vocab.nerc.ac.uk/collection/P10/current/GI000182/ | Expendable Sound Velocity Profilers
http://vocab.nerc.ac.uk/collection/P10/current/GI000183/ | Extreme Solar UV Monitor
http://vocab.nerc.ac.uk/collection/P10/current/GI000185/ | Extreme UV Spectrometer
http://vocab.nerc.ac.uk/collection/P10/current/GI000184/ | Extreme Ultraviolet Imaging Telescope
http://vocab.nerc.ac.uk/collection/P10/current/GI000729/ | FAN-ASPIRATED RADIATION SHIELD
http://vocab.nerc.ac.uk/collection/P10/current/GI000191/ | FIELD SCOPE
http://vocab.nerc.ac.uk/collection/P10/current/GI000730/ | FILTERABLE DEPOSIT JAR SAMPLER
http://vocab.nerc.ac.uk/collection/P10/current/GI000731/ | FISH NETS
http://vocab.nerc.ac.uk/collection/P10/current/GI000732/ | FLAME-IONIZATION DETECTOR
http://vocab.nerc.ac.uk/collection/P10/current/GI000733/ | FLASKS
http://vocab.nerc.ac.uk/collection/P10/current/GI000734/ | FLOW CYTOMETRY
http://vocab.nerc.ac.uk/collection/P10/current/GI000735/ | FLUORESCENCE MICROSCOPY
http://vocab.nerc.ac.uk/collection/P10/current/GI000736/ | FLUORESCENCE SPECTROSCOPY
http://vocab.nerc.ac.uk/collection/P10/current/GI000737/ | FLUOROMETERS
http://vocab.nerc.ac.uk/collection/P10/current/GI000738/ | FLUXGATE MAGNETOMETERS
http://vocab.nerc.ac.uk/collection/P10/current/GI000739/ | FOURIER TRANSFORM SPECTROMETERS
http://vocab.nerc.ac.uk/collection/P10/current/GI000186/ | Fabray-Perot Spectrometer
http://vocab.nerc.ac.uk/collection/P10/current/GI000187/ | Fabry-Perot Interferometer
http://vocab.nerc.ac.uk/collection/P10/current/GI000188/ | Far Ultraviolet Imager (IMAGE)
http://vocab.nerc.ac.uk/collection/P10/current/GI000189/ | Far-Infrared Sensor for Cirrus
http://vocab.nerc.ac.uk/collection/P10/current/GI000190/ | Fast Repetition Rate Fluorometer
http://vocab.nerc.ac.uk/collection/P10/current/GI000192/ | Filter Sampling Instrument
http://vocab.nerc.ac.uk/collection/P10/current/GIV30012/ | Fluxgate Magnetometer
http://vocab.nerc.ac.uk/collection/P10/current/GI000193/ | Focused Cavity Aerosol Spectrometer
http://vocab.nerc.ac.uk/collection/P10/current/GI000194/ | Focused Cavity Aerosol Spectrometer II
http://vocab.nerc.ac.uk/collection/P10/current/GI000195/ | Forword Scattering Spectrometer Probe
http://vocab.nerc.ac.uk/collection/P10/current/GI000196/ | Fourier Transform Infrared Spectrometer
http://vocab.nerc.ac.uk/collection/P10/current/GI000197/ | Fourier Transform Spectrometer
http://vocab.nerc.ac.uk/collection/P10/current/GI000198/ | Frequency Modulated Continuous Wave Radar
http://vocab.nerc.ac.uk/collection/P10/current/GI000740/ | GAMMA RADIATION DETECTOR
http://vocab.nerc.ac.uk/collection/P10/current/GI000741/ | GAMMA RAY SPECTROMETERS
http://vocab.nerc.ac.uk/collection/P10/current/GI000742/ | GAS CHROMATOGRAPHS
http://vocab.nerc.ac.uk/collection/P10/current/GI000743/ | GAS CORRELATION FILTERS
http://vocab.nerc.ac.uk/collection/P10/current/GI000744/ | GAS SENSORS
http://vocab.nerc.ac.uk/collection/P10/current/GI000745/ | GEOPHONES
http://vocab.nerc.ac.uk/collection/P10/current/GI000746/ | GERDIEN CONDUCTIVITY PROBE
http://vocab.nerc.ac.uk/collection/P10/current/GI000747/ | GILLNETS
http://vocab.nerc.ac.uk/collection/P10/current/GI000750/ | GO-FLO BOTTLES
http://vocab.nerc.ac.uk/collection/P10/current/GI000748/ | GOES I-M IMAGER
http://vocab.nerc.ac.uk/collection/P10/current/GI000749/ | GOES I-M SOUNDER
http://vocab.nerc.ac.uk/collection/P10/current/GI000216/ | GPS Bistatic Radar Delay Mapping Receiver
http://vocab.nerc.ac.uk/collection/P10/current/GIV30015/ | GPS CLOCKS
http://vocab.nerc.ac.uk/collection/P10/current/GI000751/ | GPS RECEIVERS
http://vocab.nerc.ac.uk/collection/P10/current/GI000752/ | GPS SONDE
http://vocab.nerc.ac.uk/collection/P10/current/GI000753/ | GRAB SAMPLERS
http://vocab.nerc.ac.uk/collection/P10/current/GI000754/ | GRANULOMETRIC SIEVES
http://vocab.nerc.ac.uk/collection/P10/current/GI000755/ | GRAVIMETERS
http://vocab.nerc.ac.uk/collection/P10/current/GI000756/ | GREEN CORONAGRAPH
http://vocab.nerc.ac.uk/collection/P10/current/GI000757/ | GROUND WATER LEVEL GAUGES
http://vocab.nerc.ac.uk/collection/P10/current/GI000758/ | GUST PROBES
http://vocab.nerc.ac.uk/collection/P10/current/GI000759/ | GYROS
http://vocab.nerc.ac.uk/collection/P10/current/GI000199/ | Gamma Ray Burst Detector
http://vocab.nerc.ac.uk/collection/P10/current/GI000200/ | Gas Chromatograph/Mass Spectrometry
http://vocab.nerc.ac.uk/collection/P10/current/GI000201/ | Gas Filter Correlated Radiometer
http://vocab.nerc.ac.uk/collection/P10/current/GI000202/ | Geographic Synthetic Aperture Radar
http://vocab.nerc.ac.uk/collection/P10/current/GI000203/ | Geological Long-Range Inclined ASDIC
http://vocab.nerc.ac.uk/collection/P10/current/GI000204/ | Geomagnetic Electrokinetographs
http://vocab.nerc.ac.uk/collection/P10/current/GI000205/ | Geoscience Laser Altimeter System
http://vocab.nerc.ac.uk/collection/P10/current/GIV30013/ | Geostationary Earth Radiation Budget
http://vocab.nerc.ac.uk/collection/P10/current/GI000206/ | Germanium Semiconductor Detector
http://vocab.nerc.ac.uk/collection/P10/current/GI000207/ | Global Imager
http://vocab.nerc.ac.uk/collection/P10/current/GI000208/ | Global Oscillation Network Group Instrument
http://vocab.nerc.ac.uk/collection/P10/current/GI000209/ | Global Oscillation Network Group Network
http://vocab.nerc.ac.uk/collection/P10/current/GI000210/ | Global Oscillations at Low Frequencies
http://vocab.nerc.ac.uk/collection/P10/current/GI000212/ | Global Ozone Monitoring Experiment
http://vocab.nerc.ac.uk/collection/P10/current/GIV30014/ | Global Ozone Monitoring Experiment-2
http://vocab.nerc.ac.uk/collection/P10/current/GI000211/ | Global Ozone Monitoring by Occultation of Stars
http://vocab.nerc.ac.uk/collection/P10/current/GIV30007/ | Global Positiong System
http://vocab.nerc.ac.uk/collection/P10/current/GI000213/ | Global Positioning System
http://vocab.nerc.ac.uk/collection/P10/current/GI000214/ | Global Ultraviolet Imager
http://vocab.nerc.ac.uk/collection/P10/current/GIV30016/ | Global navigation satellite system Receiver for Atmospheric Sounding
http://vocab.nerc.ac.uk/collection/P10/current/GI000215/ | Goddard Medium Energy Experiment (IMP-8)
http://vocab.nerc.ac.uk/collection/P10/current/GI000217/ | Grille Spectrometer
http://vocab.nerc.ac.uk/collection/P10/current/GI000218/ | Ground Based Passive Microwave Radiometer
http://vocab.nerc.ac.uk/collection/P10/current/GI000219/ | Ground Penetrating Radar
http://vocab.nerc.ac.uk/collection/P10/current/GI000760/ | HARD X-RAY MONITOR
http://vocab.nerc.ac.uk/collection/P10/current/GI000761/ | HELIOGRAPHS
http://vocab.nerc.ac.uk/collection/P10/current/GI000762/ | HESSI IMAGER
http://vocab.nerc.ac.uk/collection/P10/current/GI000763/ | HESSI SPECTROMETER
http://vocab.nerc.ac.uk/collection/P10/current/GI000247/ | HOBO XT Air Temperature Logger
http://vocab.nerc.ac.uk/collection/P10/current/GI000764/ | HUMIDITY SENSORS
http://vocab.nerc.ac.uk/collection/P10/current/GI000765/ | HUMIDITY TRANSDUCERS
http://vocab.nerc.ac.uk/collection/P10/current/GI000766/ | HYDROMETERS
http://vocab.nerc.ac.uk/collection/P10/current/GI000767/ | HYDROPHONES
http://vocab.nerc.ac.uk/collection/P10/current/GI000768/ | HYGROMETERS
http://vocab.nerc.ac.uk/collection/P10/current/GI000769/ | HYGROTHERMOGRAPHS
http://vocab.nerc.ac.uk/collection/P10/current/GI000252/ | HYPERSPECTRAL IMAGER
http://vocab.nerc.ac.uk/collection/P10/current/GI000770/ | HYPSOMETERS
http://vocab.nerc.ac.uk/collection/P10/current/GI000220/ | Halogen Occultation Experiment
http://vocab.nerc.ac.uk/collection/P10/current/GI000221/ | Hard X-ray Burst Spectrometer
http://vocab.nerc.ac.uk/collection/P10/current/GI000222/ | Hard X-ray Imaging Spectrometer
http://vocab.nerc.ac.uk/collection/P10/current/GI000223/ | Hard X-ray Telescope
http://vocab.nerc.ac.uk/collection/P10/current/GI000224/ | Heat Capacity Mapping Radiometer
http://vocab.nerc.ac.uk/collection/P10/current/GI000225/ | Heliosphere Instrument for Spectra, Composition, and Anisotropy and Low Energies
http://vocab.nerc.ac.uk/collection/P10/current/GI000226/ | Hemispherical Field of View Radiometer
http://vocab.nerc.ac.uk/collection/P10/current/GIV30017/ | High Accuracy Inter-satellite Ranging System
http://vocab.nerc.ac.uk/collection/P10/current/GI000227/ | High Altitude MMIC Sounding Radiometer
http://vocab.nerc.ac.uk/collection/P10/current/GI000228/ | High Energy Particles (Geotail)
http://vocab.nerc.ac.uk/collection/P10/current/GI000229/ | High Energy Proton and Alpha Detector
http://vocab.nerc.ac.uk/collection/P10/current/GI000230/ | High MASS Resolution Spectrometer
http://vocab.nerc.ac.uk/collection/P10/current/GI000231/ | High Pressure Gas Sampling System
http://vocab.nerc.ac.uk/collection/P10/current/GI000232/ | High Resolution Doppler Imager
http://vocab.nerc.ac.uk/collection/P10/current/GI000233/ | High Resolution Infrared Radiation Sounder
http://vocab.nerc.ac.uk/collection/P10/current/GI000234/ | High Resolution Infrared Radiation Sounder/2
http://vocab.nerc.ac.uk/collection/P10/current/GIV30018/ | High Resolution Infrared Radiation Sounder/3
http://vocab.nerc.ac.uk/collection/P10/current/GIV30019/ | High Resolution Infrared Radiation Sounder/4
http://vocab.nerc.ac.uk/collection/P10/current/GI000235/ | High Resolution Interferometer Sounder
http://vocab.nerc.ac.uk/collection/P10/current/GI000236/ | High Resolution Radiometer
http://vocab.nerc.ac.uk/collection/P10/current/GI000237/ | High Resolution Telescope and Spectrograph
http://vocab.nerc.ac.uk/collection/P10/current/GI000239/ | High Resolution Visible Imaging System
http://vocab.nerc.ac.uk/collection/P10/current/GI000238/ | High Resolution Visible and Infrared
http://vocab.nerc.ac.uk/collection/P10/current/GI000240/ | High Spectral Resolution Lidar
http://vocab.nerc.ac.uk/collection/P10/current/GI000241/ | High Volume Air Sampler
http://vocab.nerc.ac.uk/collection/P10/current/GI000242/ | High Volume Particle Sampler
http://vocab.nerc.ac.uk/collection/P10/current/GI000243/ | High-Energy Neutral Atom Imager (IMAGE)
http://vocab.nerc.ac.uk/collection/P10/current/GI000244/ | High-Performance Liquid Chromatograph
http://vocab.nerc.ac.uk/collection/P10/current/GI000245/ | High-Resolution Dynamics Limb Sounder
http://vocab.nerc.ac.uk/collection/P10/current/GI000246/ | High-Resolution Infrared Radiometer
http://vocab.nerc.ac.uk/collection/P10/current/GI000248/ | Hot Plasma Analyzer
http://vocab.nerc.ac.uk/collection/P10/current/GI000249/ | Humidity Sounder for Brazil
http://vocab.nerc.ac.uk/collection/P10/current/GI000250/ | Hydrocarbon Automatic Measuring Instrument
http://vocab.nerc.ac.uk/collection/P10/current/GI000251/ | Hyperpure Germanium
http://vocab.nerc.ac.uk/collection/P10/current/GI000771/ | ICE AUGERS
http://vocab.nerc.ac.uk/collection/P10/current/GI000772/ | ICE STRESS SENSORS
http://vocab.nerc.ac.uk/collection/P10/current/GI000773/ | IMAGING RADIOMETERS
http://vocab.nerc.ac.uk/collection/P10/current/GI000774/ | IMAGING RIOMETERS
http://vocab.nerc.ac.uk/collection/P10/current/GI000255/ | IMP-8 Magnetometer Experiment
http://vocab.nerc.ac.uk/collection/P10/current/GI000775/ | INCLINOMETERS
http://vocab.nerc.ac.uk/collection/P10/current/GI000776/ | INCOHERENT SCATTER RADAR
http://vocab.nerc.ac.uk/collection/P10/current/GI000777/ | INCUBATOR
http://vocab.nerc.ac.uk/collection/P10/current/GIV30020/ | INDUCTIVELY COUPLED PLASMA EMISSION SPECTROSCOPY
http://vocab.nerc.ac.uk/collection/P10/current/GI000778/ | INFRARED LASER SPECTROSCOPY
http://vocab.nerc.ac.uk/collection/P10/current/GI000779/ | INFRARED RADIOMETERS
http://vocab.nerc.ac.uk/collection/P10/current/GI000780/ | INFRARED THERMOMETERS
http://vocab.nerc.ac.uk/collection/P10/current/GI000781/ | INFRASONIC MICROPHONES
http://vocab.nerc.ac.uk/collection/P10/current/GI000782/ | INTERFEROMETERS
http://vocab.nerc.ac.uk/collection/P10/current/GI000783/ | ION CHROMATOGRAPHS
http://vocab.nerc.ac.uk/collection/P10/current/GI000784/ | ION MICROPROBES
http://vocab.nerc.ac.uk/collection/P10/current/GI000785/ | IONIZATION CHAMBER
http://vocab.nerc.ac.uk/collection/P10/current/GI000786/ | IONIZATION PRESSURE GAUGES
http://vocab.nerc.ac.uk/collection/P10/current/GI000787/ | IONOSONDE
http://vocab.nerc.ac.uk/collection/P10/current/GI000274/ | IRS Panchromatic Camera
http://vocab.nerc.ac.uk/collection/P10/current/GIV20001/ | Imaging Infrared Radiometer
http://vocab.nerc.ac.uk/collection/P10/current/GI000253/ | Imaging Radar Systems, Real and Synthetic Aperture
http://vocab.nerc.ac.uk/collection/P10/current/GI000254/ | Imaging Spectrometric Observatory
http://vocab.nerc.ac.uk/collection/P10/current/GI000256/ | Improved Limb Atmospheric Spectrometer
http://vocab.nerc.ac.uk/collection/P10/current/GI000257/ | Improved Limb Atmospheric Spectrometer-II
http://vocab.nerc.ac.uk/collection/P10/current/GI000258/ | Improved Stratospheric And Mesospheric Sounder
http://vocab.nerc.ac.uk/collection/P10/current/GIV30021/ | In situ Measurements of Particles and CME Transients
http://vocab.nerc.ac.uk/collection/P10/current/GI000259/ | Inductively Coupled Plasma Atomic Emission Spectrometer
http://vocab.nerc.ac.uk/collection/P10/current/GI000260/ | Inductively Coupled Plasma Mass Spectrometer
http://vocab.nerc.ac.uk/collection/P10/current/GI000261/ | Inertial Navigation System
http://vocab.nerc.ac.uk/collection/P10/current/GI000262/ | Infrared Atmospheric Sounding Interferometer
http://vocab.nerc.ac.uk/collection/P10/current/GI000263/ | Infrared Carbon Dioxide Analyzer
http://vocab.nerc.ac.uk/collection/P10/current/GIV30023/ | Infrared Fourier Spectrometer-2
http://vocab.nerc.ac.uk/collection/P10/current/GI000264/ | Infrared Gas Analyzers
http://vocab.nerc.ac.uk/collection/P10/current/GI000265/ | Infrared Interferometer Spectrometer
http://vocab.nerc.ac.uk/collection/P10/current/GI000266/ | Infrared Radiometer/Spectrometer
http://vocab.nerc.ac.uk/collection/P10/current/GIV30022/ | Instrument Processing Unit
http://vocab.nerc.ac.uk/collection/P10/current/GI000267/ | Integrated Sounding System
http://vocab.nerc.ac.uk/collection/P10/current/GI000268/ | Interferometric Monitor for Greenhouse Gases
http://vocab.nerc.ac.uk/collection/P10/current/GI000269/ | Interferometric Synthetic Aperture Radar
http://vocab.nerc.ac.uk/collection/P10/current/GI000270/ | Inverted Echo Sounders
http://vocab.nerc.ac.uk/collection/P10/current/GI000271/ | Ion Composition Instrument
http://vocab.nerc.ac.uk/collection/P10/current/GI000272/ | Ion Drift Meter
http://vocab.nerc.ac.uk/collection/P10/current/GI000273/ | Ion Scintallaton Monitor
http://vocab.nerc.ac.uk/collection/P10/current/GI000275/ | JASON-1 RADAR ALTIMETER
http://vocab.nerc.ac.uk/collection/P10/current/GI000788/ | JPL LASER HYGROMETERS
http://vocab.nerc.ac.uk/collection/P10/current/GI000276/ | JPL Surface Acoustic Wave Hygrometer
http://vocab.nerc.ac.uk/collection/P10/current/GIV30024/ | Japanese Advanced Meteorological Imager
http://vocab.nerc.ac.uk/collection/P10/current/GI000277/ | K-Band Ranging system
http://vocab.nerc.ac.uk/collection/P10/current/GI000790/ | K-LINE CCD/SOLAR OSCILLATIONS
http://vocab.nerc.ac.uk/collection/P10/current/GI000789/ | KEMMERER SAMPLER
http://vocab.nerc.ac.uk/collection/P10/current/GI000791/ | KNOLLENBERG PROBE
http://vocab.nerc.ac.uk/collection/P10/current/GIV30025/ | LAC (Linear Etalon Imaging Spectrometer Array (LEISA) Atmospheric Corrector
http://vocab.nerc.ac.uk/collection/P10/current/GI000792/ | LAND SUBSIDENCE GAUGES
http://vocab.nerc.ac.uk/collection/P10/current/GI000793/ | LASER REFLECTOR
http://vocab.nerc.ac.uk/collection/P10/current/GI000794/ | LASER SPECTROMETER
http://vocab.nerc.ac.uk/collection/P10/current/GI000795/ | LASER TRACKING REFLECTOR
http://vocab.nerc.ac.uk/collection/P10/current/GI000796/ | LICOR GAS EXCHANGE SYSTEM
http://vocab.nerc.ac.uk/collection/P10/current/GI000797/ | LICOR INTEGRATING SPHERE
http://vocab.nerc.ac.uk/collection/P10/current/GI000798/ | LICOR LEAF AREA METER
http://vocab.nerc.ac.uk/collection/P10/current/GI000799/ | LICOR PLANT CANOPY ANALYZER
http://vocab.nerc.ac.uk/collection/P10/current/GI000800/ | LICOR QUANTUM SENSOR
http://vocab.nerc.ac.uk/collection/P10/current/GI000801/ | LICOR SOIL GAS CHAMBER
http://vocab.nerc.ac.uk/collection/P10/current/GI000802/ | LIQUID CHROMATOGRAPHS
http://vocab.nerc.ac.uk/collection/P10/current/GI000803/ | LONG STREAMERS
http://vocab.nerc.ac.uk/collection/P10/current/GI000804/ | LYMAN-ALPHA HYGROMETER
http://vocab.nerc.ac.uk/collection/P10/current/GI000805/ | LYMAN-ALPHA PHOTOMETER
http://vocab.nerc.ac.uk/collection/P10/current/GI000806/ | LYSIMETERS
http://vocab.nerc.ac.uk/collection/P10/current/GI000278/ | Lacoste-Romberg Gravity Meter
http://vocab.nerc.ac.uk/collection/P10/current/GI000279/ | Large Angle and Spectrometric COronagraph
http://vocab.nerc.ac.uk/collection/P10/current/GI000280/ | Large Format Camera
http://vocab.nerc.ac.uk/collection/P10/current/GI000281/ | Laser Ablation Inductively Coupled Plasma Mass Spectrometer
http://vocab.nerc.ac.uk/collection/P10/current/GI000282/ | Laser Optical Particle Counter
http://vocab.nerc.ac.uk/collection/P10/current/GI000283/ | Laser Retro-Reflector
http://vocab.nerc.ac.uk/collection/P10/current/GI000284/ | Laser Retroreflector Array
http://vocab.nerc.ac.uk/collection/P10/current/GIV30026/ | Laser Vegetation Imaging Sensor
http://vocab.nerc.ac.uk/collection/P10/current/GI000285/ | Laser-Light Scattering
http://vocab.nerc.ac.uk/collection/P10/current/GI000286/ | Lidar Atmospheric Sensing Experiment
http://vocab.nerc.ac.uk/collection/P10/current/GI000287/ | Light Amplification by Stimulated Emission of Radiation
http://vocab.nerc.ac.uk/collection/P10/current/GI000288/ | Light Detection and Ranging
http://vocab.nerc.ac.uk/collection/P10/current/GI000289/ | Lightning Imaging Sensor
http://vocab.nerc.ac.uk/collection/P10/current/GI000290/ | Lightning Instrument Package
http://vocab.nerc.ac.uk/collection/P10/current/GI000291/ | Lightweight Airborne Chromatograph Experiment
http://vocab.nerc.ac.uk/collection/P10/current/GI000292/ | Limb Infrared Monitor of the Stratosphere
http://vocab.nerc.ac.uk/collection/P10/current/GI000293/ | Linear Imaging Self Scanning Sensor
http://vocab.nerc.ac.uk/collection/P10/current/GI000294/ | Linear Imaging Self Scanning Sensor iV
http://vocab.nerc.ac.uk/collection/P10/current/GI000295/ | Long Range Navigation
http://vocab.nerc.ac.uk/collection/P10/current/GI000296/ | Low Background Liquid Scintillation Counter
http://vocab.nerc.ac.uk/collection/P10/current/GI000297/ | Low Energy Electrons
http://vocab.nerc.ac.uk/collection/P10/current/GI000298/ | Low Energy Particles (Geotail)
http://vocab.nerc.ac.uk/collection/P10/current/GI000299/ | Low Light Level TV
http://vocab.nerc.ac.uk/collection/P10/current/GI000300/ | Low-Energy Neutral Atom Imager (IMAGE)
http://vocab.nerc.ac.uk/collection/P10/current/GI000301/ | Low-Energy Proton and Electron Differential Energy Analyzer (IMP-8)
http://vocab.nerc.ac.uk/collection/P10/current/GI000302/ | Lyman-Alpha Total Water
http://vocab.nerc.ac.uk/collection/P10/current/GI000807/ | MAGNETO OPTICAL FILTER
http://vocab.nerc.ac.uk/collection/P10/current/GI000808/ | MAGNETOGRAPHS
http://vocab.nerc.ac.uk/collection/P10/current/GI000809/ | MAGNETOMETERS
http://vocab.nerc.ac.uk/collection/P10/current/GI000810/ | MARK IV INTERFEROMETER
http://vocab.nerc.ac.uk/collection/P10/current/GI000811/ | MASS SPECTROMETERS
http://vocab.nerc.ac.uk/collection/P10/current/GI000812/ | MICHELSON INTERFEROMETER
http://vocab.nerc.ac.uk/collection/P10/current/GI000813/ | MICROBAROGRAPHS
http://vocab.nerc.ac.uk/collection/P10/current/GI000814/ | MICROSCOPES
http://vocab.nerc.ac.uk/collection/P10/current/GI000326/ | MICROWAVE RADIOMETER
http://vocab.nerc.ac.uk/collection/P10/current/GIV20002/ | MIDWATER TRAWLS
http://vocab.nerc.ac.uk/collection/P10/current/GI000815/ | MINARAD RST-10
http://vocab.nerc.ac.uk/collection/P10/current/GI000335/ | MIPS Electric Field Mill
http://vocab.nerc.ac.uk/collection/P10/current/GI000338/ | MOCNESS Plankton Net
http://vocab.nerc.ac.uk/collection/P10/current/GI000340/ | MODIS Airborne Simulator
http://vocab.nerc.ac.uk/collection/P10/current/GI000816/ | MONOCHROMATORS
http://vocab.nerc.ac.uk/collection/P10/current/GI000345/ | MOP Imaging Radiometer
http://vocab.nerc.ac.uk/collection/P10/current/GI000817/ | MULTICHANNEL FILTER RADIOMETERS
http://vocab.nerc.ac.uk/collection/P10/current/GI000818/ | MULTIFILTER RADIOMETER
http://vocab.nerc.ac.uk/collection/P10/current/GI000819/ | MULTILENS CAMERAS
http://vocab.nerc.ac.uk/collection/P10/current/GI000820/ | MUON COSMIC RAY DETECTORS
http://vocab.nerc.ac.uk/collection/P10/current/GI000303/ | Magnetic Field Experiment
http://vocab.nerc.ac.uk/collection/P10/current/GI000304/ | Magnetic Field Experiment (Geotail)
http://vocab.nerc.ac.uk/collection/P10/current/GI000305/ | Magnetic Field Instrument
http://vocab.nerc.ac.uk/collection/P10/current/GI000306/ | Magnetic Field Investigation (WIND)
http://vocab.nerc.ac.uk/collection/P10/current/GI000307/ | Magnetic Fields Experiment (Polar)
http://vocab.nerc.ac.uk/collection/P10/current/GI000308/ | Magnetic Ion-Mass Spectrometer
http://vocab.nerc.ac.uk/collection/P10/current/GIV30028/ | Magnetic TorQue rode
http://vocab.nerc.ac.uk/collection/P10/current/GI000309/ | Magnetic Variometer
http://vocab.nerc.ac.uk/collection/P10/current/GI000310/ | Measurement of Air Pollution from Satellite
http://vocab.nerc.ac.uk/collection/P10/current/GI000311/ | Measurement of the Solar Constant
http://vocab.nerc.ac.uk/collection/P10/current/GI000313/ | Measurements Of Pollution In The Troposphere
http://vocab.nerc.ac.uk/collection/P10/current/GI000312/ | Measurements of Aerosol Extinct in the Stratos.and Tropos. Retr. by Occultation
http://vocab.nerc.ac.uk/collection/P10/current/GI000314/ | Mechanical Bathythermographs
http://vocab.nerc.ac.uk/collection/P10/current/GI000315/ | Medium Energy Proton and Alpha Detector
http://vocab.nerc.ac.uk/collection/P10/current/GI000316/ | Medium Resolution Imaging Spectrometer
http://vocab.nerc.ac.uk/collection/P10/current/GI000317/ | Medium-Energy Neutral Atom Imager (IMAGE)
http://vocab.nerc.ac.uk/collection/P10/current/GI000318/ | Medium-Resolution Infrared Radiometer
http://vocab.nerc.ac.uk/collection/P10/current/GI000319/ | Mesosphere, Stratosphere and Troposphere Radar
http://vocab.nerc.ac.uk/collection/P10/current/GI000320/ | Meteorological Measurement System
http://vocab.nerc.ac.uk/collection/P10/current/GI000321/ | Michelson Doppler Imager
http://vocab.nerc.ac.uk/collection/P10/current/GI000322/ | Michelson Interferometer for Passive Atmospheric Sounding
http://vocab.nerc.ac.uk/collection/P10/current/GI000323/ | Micropulse Lidar
http://vocab.nerc.ac.uk/collection/P10/current/GI000324/ | Microwave Humidity Sounder
http://vocab.nerc.ac.uk/collection/P10/current/GI000325/ | Microwave Limb Sounder
http://vocab.nerc.ac.uk/collection/P10/current/GI000327/ | Microwave Scanning Radiometer
http://vocab.nerc.ac.uk/collection/P10/current/GI000328/ | Microwave Sounding Unit
http://vocab.nerc.ac.uk/collection/P10/current/GI000329/ | Microwave Temperature Profiler
http://vocab.nerc.ac.uk/collection/P10/current/GI000330/ | Microwave Water Radiometer
http://vocab.nerc.ac.uk/collection/P10/current/GI000331/ | Millimeter Imaging Radiometer
http://vocab.nerc.ac.uk/collection/P10/current/GI000333/ | Millimeter-Wavelength Cloud Radar
http://vocab.nerc.ac.uk/collection/P10/current/GI000332/ | Millimeter-wave Atmospheric Sounder
http://vocab.nerc.ac.uk/collection/P10/current/GI000334/ | Miniature Electrostatic Analyzer
http://vocab.nerc.ac.uk/collection/P10/current/GI000336/ | Mobile Automatic Scanning Photometer
http://vocab.nerc.ac.uk/collection/P10/current/GI000337/ | Mobile Laser Systems
http://vocab.nerc.ac.uk/collection/P10/current/GI000339/ | Moderate-Resolution Imaging Spectroradiometer
http://vocab.nerc.ac.uk/collection/P10/current/GI000341/ | Modular Multiband Radiometer
http://vocab.nerc.ac.uk/collection/P10/current/GI000342/ | Modular Optoelectronic Multispectral Scanner
http://vocab.nerc.ac.uk/collection/P10/current/GI000343/ | Modular Optoelectronic Multispectral Stereo Scanner
http://vocab.nerc.ac.uk/collection/P10/current/GI000344/ | Modular Optoelectronic Scanner
http://vocab.nerc.ac.uk/collection/P10/current/GI000346/ | Multi Channel Pulse Height Analyzer
http://vocab.nerc.ac.uk/collection/P10/current/GI000347/ | Multi Collector Inductively Coupled Plasma Mass Spectrometers
http://vocab.nerc.ac.uk/collection/P10/current/GI000348/ | Multi-Angle Imaging SpectroRadiometer
http://vocab.nerc.ac.uk/collection/P10/current/GI000350/ | Multi-Beam Laser Altimeter
http://vocab.nerc.ac.uk/collection/P10/current/GI000362/ | Multi-Linear Array
http://vocab.nerc.ac.uk/collection/P10/current/GI000366/ | Multi-Spectral Band Sun Photometer
http://vocab.nerc.ac.uk/collection/P10/current/GI000349/ | Multiband Vegetation Imager
http://vocab.nerc.ac.uk/collection/P10/current/GI000351/ | Multibeam Mapping System
http://vocab.nerc.ac.uk/collection/P10/current/GI000352/ | Multibeam Swath Bathymetry System
http://vocab.nerc.ac.uk/collection/P10/current/GI000353/ | Multicenter Airborne Coherent Atmospheric Profiling Wind Sensor
http://vocab.nerc.ac.uk/collection/P10/current/GI000354/ | Multichannel Flux Radiometer
http://vocab.nerc.ac.uk/collection/P10/current/GI000355/ | Multichannel High Resolution Electronic Scanner
http://vocab.nerc.ac.uk/collection/P10/current/GI000356/ | Multichannel High Resolution UV and Visible Spectrometer
http://vocab.nerc.ac.uk/collection/P10/current/GI000357/ | Multichannel Microwave Radiometric System
http://vocab.nerc.ac.uk/collection/P10/current/GI000358/ | Multichannel Middle Resolution Conical Scanner
http://vocab.nerc.ac.uk/collection/P10/current/GI000359/ | Multichannel Sun Photometer
http://vocab.nerc.ac.uk/collection/P10/current/GI000360/ | Multifilter Rotating Shadowband Radiometer and Broadband Pyranometer
http://vocab.nerc.ac.uk/collection/P10/current/GI000361/ | Multifrequency Imaging Microwave Radiometer
http://vocab.nerc.ac.uk/collection/P10/current/GI000363/ | Multiple Aerosol Collection System
http://vocab.nerc.ac.uk/collection/P10/current/GI000364/ | Multiple Water Analyzer
http://vocab.nerc.ac.uk/collection/P10/current/GI000365/ | Multiple-Angle Aerosol Spectrometer Probe
http://vocab.nerc.ac.uk/collection/P10/current/GI000368/ | Multispectral Electro-optical Imaging Sensor
http://vocab.nerc.ac.uk/collection/P10/current/GI000367/ | Multispectral Electronic Self-Scanning Radiometer
http://vocab.nerc.ac.uk/collection/P10/current/GI000369/ | Multispectral Imaging Radiometer
http://vocab.nerc.ac.uk/collection/P10/current/GI000370/ | Multispectral Mapping Atmospheric Sensor
http://vocab.nerc.ac.uk/collection/P10/current/GI000371/ | Multispectral Medium Resolution Scanner
http://vocab.nerc.ac.uk/collection/P10/current/GI000372/ | Multispectral Scanner
http://vocab.nerc.ac.uk/collection/P10/current/GI000375/ | NASA Portable S-band Multiparameter Weather Research Radar
http://vocab.nerc.ac.uk/collection/P10/current/GI000376/ | NASA Scatterometer
http://vocab.nerc.ac.uk/collection/P10/current/GI000377/ | NCAR S-band Polarimetric Doppler Radar
http://vocab.nerc.ac.uk/collection/P10/current/GI000821/ | NEAR-INFRARED SPECTROMETER
http://vocab.nerc.ac.uk/collection/P10/current/GI000822/ | NEPHELOMETERS
http://vocab.nerc.ac.uk/collection/P10/current/GI000823/ | NET RADIOMETERS
http://vocab.nerc.ac.uk/collection/P10/current/GI000824/ | NEUSTON NET
http://vocab.nerc.ac.uk/collection/P10/current/GI000825/ | NEUTRON MONITORS
http://vocab.nerc.ac.uk/collection/P10/current/GI000826/ | NEUTRON PROBE
http://vocab.nerc.ac.uk/collection/P10/current/GI000382/ | NEXt Generation RADar
http://vocab.nerc.ac.uk/collection/P10/current/GI000827/ | NISKIN BOTTLES
http://vocab.nerc.ac.uk/collection/P10/current/GI000828/ | NOAA PROFILER
http://vocab.nerc.ac.uk/collection/P10/current/GI000384/ | NOAA/ETL X-band Polarimetric Doppler Radar
http://vocab.nerc.ac.uk/collection/P10/current/GI000829/ | NORPAC ZOOPLANKTON NET
http://vocab.nerc.ac.uk/collection/P10/current/GI000386/ | NPOESS Aircraft Microwave Temperature Sounder
http://vocab.nerc.ac.uk/collection/P10/current/GI000387/ | NPOESS Aircraft Sounder Testbed-Interferometer
http://vocab.nerc.ac.uk/collection/P10/current/GI000388/ | NPOESS Aircraft Sounder Testbed-Microwave Radiometer
http://vocab.nerc.ac.uk/collection/P10/current/GI000389/ | NS-001 Thematic Mapper Simulator
http://vocab.nerc.ac.uk/collection/P10/current/GI000830/ | NUCLEAR PRECESSION MAGNETOMETER
http://vocab.nerc.ac.uk/collection/P10/current/GI000373/ | Nansen Water Sampling Bottles
http://vocab.nerc.ac.uk/collection/P10/current/GI000374/ | Narrow Field of View Radiometer
http://vocab.nerc.ac.uk/collection/P10/current/GI000378/ | Nebraska Multiband Leaf Radiometer
http://vocab.nerc.ac.uk/collection/P10/current/GI000379/ | Neutral Atmosphere Composition Experiment
http://vocab.nerc.ac.uk/collection/P10/current/GI000380/ | Neutral Atmosphere Temperature Experiment
http://vocab.nerc.ac.uk/collection/P10/current/GI000381/ | Nevzorov Water Vapor Probe
http://vocab.nerc.ac.uk/collection/P10/current/GI000383/ | Nitrogen Oxide Automatic Measuring Instrument
http://vocab.nerc.ac.uk/collection/P10/current/GI000385/ | Nondispersive Infrared Gas Analyzer
http://vocab.nerc.ac.uk/collection/P10/current/GI000390/ | Nucleation-Mode Aerosol Size Spectrometer
http://vocab.nerc.ac.uk/collection/P10/current/GI000393/ | OCEAN COLOR MONITOR
http://vocab.nerc.ac.uk/collection/P10/current/GI000394/ | OCEAN SURFACE CURRENT RADAR
http://vocab.nerc.ac.uk/collection/P10/current/GI000831/ | OMEGASONDE
http://vocab.nerc.ac.uk/collection/P10/current/GI000832/ | OPTICAL BEACON
http://vocab.nerc.ac.uk/collection/P10/current/GI000833/ | OPTICAL TELESCOPES
http://vocab.nerc.ac.uk/collection/P10/current/GI000834/ | OPTICAL TRACKING
http://vocab.nerc.ac.uk/collection/P10/current/GI000835/ | OSMOMETERS
http://vocab.nerc.ac.uk/collection/P10/current/GI000836/ | OXYGEN ANALYZERS
http://vocab.nerc.ac.uk/collection/P10/current/GI000837/ | OXYGEN METERS
http://vocab.nerc.ac.uk/collection/P10/current/GI000838/ | OZONE DETECTORS
http://vocab.nerc.ac.uk/collection/P10/current/GI000839/ | OZONE MONITORS
http://vocab.nerc.ac.uk/collection/P10/current/GI000840/ | OZONE SENSOR
http://vocab.nerc.ac.uk/collection/P10/current/GI000841/ | OZONEMETERS
http://vocab.nerc.ac.uk/collection/P10/current/GI000842/ | OZONESONDES
http://vocab.nerc.ac.uk/collection/P10/current/GI000392/ | Ocean Color Experiment
http://vocab.nerc.ac.uk/collection/P10/current/GI000391/ | Ocean Color and Temperature Scanner
http://vocab.nerc.ac.uk/collection/P10/current/GIV30029/ | OnBoard Data Handling system
http://vocab.nerc.ac.uk/collection/P10/current/GI000395/ | Open-Source Neutral Mass Spectrometer
http://vocab.nerc.ac.uk/collection/P10/current/GI000396/ | Operational Linescan System
http://vocab.nerc.ac.uk/collection/P10/current/GI000397/ | Optical Free Fall Instrument
http://vocab.nerc.ac.uk/collection/P10/current/GI000398/ | Optical Particle Counter
http://vocab.nerc.ac.uk/collection/P10/current/GIV30030/ | Optical Plankton Counter
http://vocab.nerc.ac.uk/collection/P10/current/GI000399/ | Optical Rain Gauge
http://vocab.nerc.ac.uk/collection/P10/current/GI000400/ | Optical Sensor
http://vocab.nerc.ac.uk/collection/P10/current/GI000401/ | Optical Transient Detector
http://vocab.nerc.ac.uk/collection/P10/current/GI000402/ | Orbiter Camera Payload System
http://vocab.nerc.ac.uk/collection/P10/current/GIV30031/ | Overhauser Scalar Magnetometer
http://vocab.nerc.ac.uk/collection/P10/current/GI000403/ | Oxidants Automatic Measuring Instrument
http://vocab.nerc.ac.uk/collection/P10/current/GI000404/ | Ozone Measuring Instrument
http://vocab.nerc.ac.uk/collection/P10/current/GI000843/ | PARTICLE DETECTORS
http://vocab.nerc.ac.uk/collection/P10/current/GI000844/ | PARTICLE SPECTROMETERS
http://vocab.nerc.ac.uk/collection/P10/current/GI000845/ | PASSIVE OPTICAL TRACKING
http://vocab.nerc.ac.uk/collection/P10/current/GI000846/ | PENETROMETERS
http://vocab.nerc.ac.uk/collection/P10/current/GI000847/ | PERMEAMETERS
http://vocab.nerc.ac.uk/collection/P10/current/GI000848/ | PETROGRAPHIC MICROSCOPES
http://vocab.nerc.ac.uk/collection/P10/current/GI000849/ | PH METERS
http://vocab.nerc.ac.uk/collection/P10/current/GI000850/ | PHASE CONTRAST MICROSCOPES
http://vocab.nerc.ac.uk/collection/P10/current/GI000851/ | PHOTOMETERS
http://vocab.nerc.ac.uk/collection/P10/current/GI000852/ | PHOTOSYNTHESIS CHAMBER
http://vocab.nerc.ac.uk/collection/P10/current/GI000417/ | PHOTOSYNTHETICALLY ACTIVE RADIATION SENSORS
http://vocab.nerc.ac.uk/collection/P10/current/GI000853/ | PHOTOSYNTHETRON
http://vocab.nerc.ac.uk/collection/P10/current/GI000854/ | PIEZOMETERS
http://vocab.nerc.ac.uk/collection/P10/current/GI000855/ | PIN DIODE
http://vocab.nerc.ac.uk/collection/P10/current/GI000856/ | PIPE STRAIN METER
http://vocab.nerc.ac.uk/collection/P10/current/GI000857/ | PISTON SAMPLERS
http://vocab.nerc.ac.uk/collection/P10/current/GI000858/ | PLANKTON NETS
http://vocab.nerc.ac.uk/collection/P10/current/GI000859/ | PLANT STRESS MONITOR
http://vocab.nerc.ac.uk/collection/P10/current/GIV30033/ | PLAsma and SupraThermal Ion and Composition
http://vocab.nerc.ac.uk/collection/P10/current/GI000860/ | POLARIMETERS
http://vocab.nerc.ac.uk/collection/P10/current/GI000861/ | POROMETER
http://vocab.nerc.ac.uk/collection/P10/current/GI000430/ | PORTABLE FLUORESCENCE ANALYZERS
http://vocab.nerc.ac.uk/collection/P10/current/GI000431/ | POSEIDON Solid State Radar Altimeter
http://vocab.nerc.ac.uk/collection/P10/current/GI000862/ | PRESSURE CHAMBERS
http://vocab.nerc.ac.uk/collection/P10/current/GI000863/ | PRESSURE GAUGES
http://vocab.nerc.ac.uk/collection/P10/current/GI000864/ | PRESSURE JUMP DETECTOR
http://vocab.nerc.ac.uk/collection/P10/current/GI000865/ | PRESSURE PROBE
http://vocab.nerc.ac.uk/collection/P10/current/GI000866/ | PRESSURE SENSORS
http://vocab.nerc.ac.uk/collection/P10/current/GI000867/ | PRESSURE TRANSDUCERS
http://vocab.nerc.ac.uk/collection/P10/current/GI000436/ | PROBA CHRIS Level 1A
http://vocab.nerc.ac.uk/collection/P10/current/GI000868/ | PROBES
http://vocab.nerc.ac.uk/collection/P10/current/GI000869/ | PROFILERS
http://vocab.nerc.ac.uk/collection/P10/current/GI000870/ | PROTON MAGNETOMETER
http://vocab.nerc.ac.uk/collection/P10/current/GI000871/ | PSYCHROMETERS
http://vocab.nerc.ac.uk/collection/P10/current/GI000872/ | PYRANOGRAPHS
http://vocab.nerc.ac.uk/collection/P10/current/GI000873/ | PYRANOMETERS
http://vocab.nerc.ac.uk/collection/P10/current/GI000874/ | PYRGEOMETERS
http://vocab.nerc.ac.uk/collection/P10/current/GI000875/ | PYRHELIOMETERS
http://vocab.nerc.ac.uk/collection/P10/current/GI000876/ | PYROMETERS
http://vocab.nerc.ac.uk/collection/P10/current/GI000877/ | PYRRADIOMETERS
http://vocab.nerc.ac.uk/collection/P10/current/GI000405/ | Panchromatic Linear Array
http://vocab.nerc.ac.uk/collection/P10/current/GI000406/ | Panchromatic Remote-sensing Instrument for Stereo Mapping
http://vocab.nerc.ac.uk/collection/P10/current/GI000407/ | Particle Analysis by Laser Mass Spectrometry
http://vocab.nerc.ac.uk/collection/P10/current/GI000408/ | Particle Environment Monitor
http://vocab.nerc.ac.uk/collection/P10/current/GI000409/ | Particle Measuring System
http://vocab.nerc.ac.uk/collection/P10/current/GI000410/ | Particle Measuring Systems 2D-C Probe
http://vocab.nerc.ac.uk/collection/P10/current/GI000411/ | Particle Measuring Systems 2D-P Probe
http://vocab.nerc.ac.uk/collection/P10/current/GI000412/ | Passive and Active L- and S-Band System
http://vocab.nerc.ac.uk/collection/P10/current/GI000413/ | Passive-Cavity Aerosol Spectrometer Probe
http://vocab.nerc.ac.uk/collection/P10/current/GI000414/ | Phased Array type L-band Synthetic Aperture Radar
http://vocab.nerc.ac.uk/collection/P10/current/GI000415/ | Photoelectric Aerosol Sensor
http://vocab.nerc.ac.uk/collection/P10/current/GI000416/ | Photoelectron Spectrometer
http://vocab.nerc.ac.uk/collection/P10/current/GI000418/ | Phytosynthetically Active Radiation Sensors
http://vocab.nerc.ac.uk/collection/P10/current/GI000419/ | Pinhole X-ray Imager
http://vocab.nerc.ac.uk/collection/P10/current/GIV30010/ | Planar Langmuir Probe
http://vocab.nerc.ac.uk/collection/P10/current/GI000420/ | Plasma Electron and Current Experiment
http://vocab.nerc.ac.uk/collection/P10/current/GI000421/ | Plasma Waves Investigation (Geotail)
http://vocab.nerc.ac.uk/collection/P10/current/GI000422/ | Plasma Waves Investigation (Polar)
http://vocab.nerc.ac.uk/collection/P10/current/GI000423/ | Polar Ionospheric X-Ray Imaging Experiment
http://vocab.nerc.ac.uk/collection/P10/current/GI000424/ | Polar Ozone and Aerosol Measurement II
http://vocab.nerc.ac.uk/collection/P10/current/GI000425/ | Polar Ozone and Aerosol Measurement III
http://vocab.nerc.ac.uk/collection/P10/current/GI000426/ | Polarimetric Ku-Band Scatterometer
http://vocab.nerc.ac.uk/collection/P10/current/GI000427/ | Polarimetric Scanning Radiometer
http://vocab.nerc.ac.uk/collection/P10/current/GI000428/ | Polarization/Directionality of the Earth's Reflectance
http://vocab.nerc.ac.uk/collection/P10/current/GI000429/ | Portable Apparatus Rapid Acquisition Bidirectional Observ Land and Atmos
http://vocab.nerc.ac.uk/collection/P10/current/GI000432/ | Potential Control Device
http://vocab.nerc.ac.uk/collection/P10/current/GI000433/ | Precipitating Plasma Monitor
http://vocab.nerc.ac.uk/collection/P10/current/GIV30032/ | Precipitation Imaging Probe
http://vocab.nerc.ac.uk/collection/P10/current/GI000434/ | Precise Range and Range-Rate Equipment
http://vocab.nerc.ac.uk/collection/P10/current/GI000435/ | Precision Radiation Thermometers
http://vocab.nerc.ac.uk/collection/P10/current/GI000437/ | Propeller Type Generating Anemovane
http://vocab.nerc.ac.uk/collection/P10/current/GI000438/ | Proton Transfer Mass Spectrometer
http://vocab.nerc.ac.uk/collection/P10/current/GI000878/ | QUARTZ CRYSTAL THERMOMETER
http://vocab.nerc.ac.uk/collection/P10/current/GI000439/ | Quickbird Ball High Resolution Camera 60
http://vocab.nerc.ac.uk/collection/P10/current/GI000879/ | RADAR ALTIMETERS
http://vocab.nerc.ac.uk/collection/P10/current/GI000880/ | RADAR ECHO SOUNDERS
http://vocab.nerc.ac.uk/collection/P10/current/GI000881/ | RADIO BURST RECEIVERS
http://vocab.nerc.ac.uk/collection/P10/current/GI000882/ | RADIO TELESCOPES
http://vocab.nerc.ac.uk/collection/P10/current/GI000883/ | RADIO TRANSPONDERS
http://vocab.nerc.ac.uk/collection/P10/current/GI000884/ | RADIOMETERS
http://vocab.nerc.ac.uk/collection/P10/current/GI000885/ | RADIOSONDES
http://vocab.nerc.ac.uk/collection/P10/current/GI000886/ | RAIN GAUGES
http://vocab.nerc.ac.uk/collection/P10/current/GI000887/ | RAWINSONDES
http://vocab.nerc.ac.uk/collection/P10/current/GI000888/ | RED CORONAGRAPH
http://vocab.nerc.ac.uk/collection/P10/current/GI000460/ | REVISED TIROS-N OPERATIONAL VERTICAL SOUNDER (RTOVS)
http://vocab.nerc.ac.uk/collection/P10/current/GI000889/ | RF ANTENNA
http://vocab.nerc.ac.uk/collection/P10/current/GI000890/ | RING SHEAR TESTERS
http://vocab.nerc.ac.uk/collection/P10/current/GI000891/ | ROCK CORERS
http://vocab.nerc.ac.uk/collection/P10/current/GI000892/ | ROCKETSONDES
http://vocab.nerc.ac.uk/collection/P10/current/GI000893/ | ROSEMOUNT PRESSURE GAUGE
http://vocab.nerc.ac.uk/collection/P10/current/GI000440/ | Radar Altimeter-2
http://vocab.nerc.ac.uk/collection/P10/current/GI000441/ | Radar Ocean Wave Spectrometer
http://vocab.nerc.ac.uk/collection/P10/current/GI000442/ | Radiation Measurement System
http://vocab.nerc.ac.uk/collection/P10/current/GI000443/ | Radiation Thermocouple Actinometer
http://vocab.nerc.ac.uk/collection/P10/current/GI000444/ | Radio Acoustic Sounding System
http://vocab.nerc.ac.uk/collection/P10/current/GI000446/ | Radio Detection and Ranging
http://vocab.nerc.ac.uk/collection/P10/current/GI000447/ | Radio Plasma Imager (IMAGE)
http://vocab.nerc.ac.uk/collection/P10/current/GI000445/ | Radio and Plasma Wave Investigation
http://vocab.nerc.ac.uk/collection/P10/current/GI000448/ | Radiometer Hyper-frequence Multi-frequence
http://vocab.nerc.ac.uk/collection/P10/current/GI000449/ | Ram Atmosphere Density Gauge
http://vocab.nerc.ac.uk/collection/P10/current/GI000450/ | Raman Lidar
http://vocab.nerc.ac.uk/collection/P10/current/GI000451/ | Rapid Single-particle Mass Spectrometer
http://vocab.nerc.ac.uk/collection/P10/current/GI000452/ | Reflected Radiation Sensor
http://vocab.nerc.ac.uk/collection/P10/current/GI000453/ | Relative Ionospheric Opacity Meter
http://vocab.nerc.ac.uk/collection/P10/current/GI000454/ | Research Scanning Polarimeter
http://vocab.nerc.ac.uk/collection/P10/current/GI000455/ | Research with Adaptive Particle Imaging Detectors
http://vocab.nerc.ac.uk/collection/P10/current/GI000456/ | Retarding Potential Analyzer
http://vocab.nerc.ac.uk/collection/P10/current/GI000457/ | Retroreflector in Space
http://vocab.nerc.ac.uk/collection/P10/current/GI000458/ | Return Beam Vidicon
http://vocab.nerc.ac.uk/collection/P10/current/GI000459/ | Reversing Thermometer
http://vocab.nerc.ac.uk/collection/P10/current/GI000461/ | Rotating Dipole Electric Field Mill
http://vocab.nerc.ac.uk/collection/P10/current/GI000894/ | SACC-BLACKJACK
http://vocab.nerc.ac.uk/collection/P10/current/GI000895/ | SALINOMETERS
http://vocab.nerc.ac.uk/collection/P10/current/GI000896/ | SCANNING ELECTRON MICROSCOPES
http://vocab.nerc.ac.uk/collection/P10/current/GI000897/ | SCATTEROMETERS
http://vocab.nerc.ac.uk/collection/P10/current/GI000898/ | SCHOLANDER PRESSURE CHAMBER
http://vocab.nerc.ac.uk/collection/P10/current/GI000899/ | SCINTILLATION COUNTERS
http://vocab.nerc.ac.uk/collection/P10/current/GI000900/ | SCOR WP-2 ZOOPLANTKON NET
http://vocab.nerc.ac.uk/collection/P10/current/GI000901/ | SEARCHCOIL MAGNETOMETERS
http://vocab.nerc.ac.uk/collection/P10/current/GI000474/ | SEASAT-A Scatterometer System
http://vocab.nerc.ac.uk/collection/P10/current/GI000902/ | SECCHI DISKS
http://vocab.nerc.ac.uk/collection/P10/current/GI000903/ | SEDIMENT CORERS
http://vocab.nerc.ac.uk/collection/P10/current/GI000904/ | SEDIMENT METERS
http://vocab.nerc.ac.uk/collection/P10/current/GI000905/ | SEDIMENT TRAPS
http://vocab.nerc.ac.uk/collection/P10/current/GI000906/ | SEISMIC REFLECTION PROFILERS
http://vocab.nerc.ac.uk/collection/P10/current/GI000907/ | SEISMOGRAPHS
http://vocab.nerc.ac.uk/collection/P10/current/GI000908/ | SEISMOMETERS
http://vocab.nerc.ac.uk/collection/P10/current/GIV30036/ | SFERICS DETECTOR
http://vocab.nerc.ac.uk/collection/P10/current/GI000482/ | SHIP-TOWED UNDULATING VEHICLE
http://vocab.nerc.ac.uk/collection/P10/current/GI000909/ | SIDE-SCAN SONAR
http://vocab.nerc.ac.uk/collection/P10/current/GI000910/ | SILICON PHOTODIODES
http://vocab.nerc.ac.uk/collection/P10/current/GI000491/ | SMM Hard X-ray Imaging Spectrometer
http://vocab.nerc.ac.uk/collection/P10/current/GI000911/ | SNOW DENSITY CUTTER
http://vocab.nerc.ac.uk/collection/P10/current/GI000912/ | SNOW FORKS
http://vocab.nerc.ac.uk/collection/P10/current/GI000913/ | SNOW MEASURING ROD
http://vocab.nerc.ac.uk/collection/P10/current/GI000914/ | SNOW TUBE
http://vocab.nerc.ac.uk/collection/P10/current/GI000915/ | SNOWPACK TEMPERATURE PROBE
http://vocab.nerc.ac.uk/collection/P10/current/GI000492/ | SO2 Automatic Measuring Instrument
http://vocab.nerc.ac.uk/collection/P10/current/GI000916/ | SOIL DEPTH PROBE
http://vocab.nerc.ac.uk/collection/P10/current/GI000917/ | SOIL HEAT FLUX TRANSDUCER
http://vocab.nerc.ac.uk/collection/P10/current/GI000918/ | SOIL HEAT PROBE
http://vocab.nerc.ac.uk/collection/P10/current/GI000919/ | SOIL MOISTURE PROBE
http://vocab.nerc.ac.uk/collection/P10/current/GI000920/ | SOIL SAMPLER
http://vocab.nerc.ac.uk/collection/P10/current/GI000921/ | SOIL TEMPERATURE PROBE
http://vocab.nerc.ac.uk/collection/P10/current/GIV30038/ | SOLAR OPTICAL TELESCOPE (HINODE)
http://vocab.nerc.ac.uk/collection/P10/current/GI000922/ | SOLAR SIMULATORS
http://vocab.nerc.ac.uk/collection/P10/current/GI000923/ | SOLAR TELESCOPES
http://vocab.nerc.ac.uk/collection/P10/current/GI000924/ | SOLAR UV SPECTROMETERS
http://vocab.nerc.ac.uk/collection/P10/current/GIV30042/ | SOLAR X-RAY IMAGER
http://vocab.nerc.ac.uk/collection/P10/current/GI000515/ | SOLAR X-RAY PHOTOMETER
http://vocab.nerc.ac.uk/collection/P10/current/GI000925/ | SOLARIMETERS
http://vocab.nerc.ac.uk/collection/P10/current/GI000926/ | SONIC ANEMOMETER
http://vocab.nerc.ac.uk/collection/P10/current/GI000927/ | SONOBUOYS
http://vocab.nerc.ac.uk/collection/P10/current/GI000928/ | SOON SOLAR TELESCOPES
http://vocab.nerc.ac.uk/collection/P10/current/GI000929/ | SOUNDERS
http://vocab.nerc.ac.uk/collection/P10/current/GI000930/ | SPECIFIC ION METERS
http://vocab.nerc.ac.uk/collection/P10/current/GI000931/ | SPECTROGRAPHS
http://vocab.nerc.ac.uk/collection/P10/current/GI000932/ | SPECTROHELIOGRAPHS
http://vocab.nerc.ac.uk/collection/P10/current/GI000933/ | SPECTROMETERS
http://vocab.nerc.ac.uk/collection/P10/current/GI000934/ | SPECTROPHOTOMETERS
http://vocab.nerc.ac.uk/collection/P10/current/GI000935/ | SPECTRORADIOMETERS
http://vocab.nerc.ac.uk/collection/P10/current/GI000936/ | SPIN-SCAN AURORAL IMAGER
http://vocab.nerc.ac.uk/collection/P10/current/GI000537/ | SPRING BALANCE
http://vocab.nerc.ac.uk/collection/P10/current/GI000937/ | STEEL MEASURING TAPE
http://vocab.nerc.ac.uk/collection/P10/current/GI000938/ | STEP FREQUENCY RADIOMETERS
http://vocab.nerc.ac.uk/collection/P10/current/GIV30041/ | STEREO WAVES
http://vocab.nerc.ac.uk/collection/P10/current/GI000939/ | STOKES POLARIMETER
http://vocab.nerc.ac.uk/collection/P10/current/GIV30040/ | STRAIN GAUGE WHEATSTONE BRIDGE
http://vocab.nerc.ac.uk/collection/P10/current/GI000544/ | STRATOSPHERIC OBSERVATORY FOR INFRARED ASTRONOMY
http://vocab.nerc.ac.uk/collection/P10/current/GI000940/ | STREAM GAUGES
http://vocab.nerc.ac.uk/collection/P10/current/GI000941/ | SUN PHOTOMETERS
http://vocab.nerc.ac.uk/collection/P10/current/GI000942/ | SUNFLECK CEPTOMETER
http://vocab.nerc.ac.uk/collection/P10/current/GI000943/ | SUNSHINE RECORDERS
http://vocab.nerc.ac.uk/collection/P10/current/GI000944/ | SUPERCONDUCTING GRAVIMETER
http://vocab.nerc.ac.uk/collection/P10/current/GI000945/ | SURVEYING TOOLS
http://vocab.nerc.ac.uk/collection/P10/current/GI000551/ | SWICS/MASS/STICS Instrument
http://vocab.nerc.ac.uk/collection/P10/current/GI000462/ | Salinity, Temperature , Conductivity
http://vocab.nerc.ac.uk/collection/P10/current/GI000463/ | Salinity, Temperature, Depth
http://vocab.nerc.ac.uk/collection/P10/current/GI000464/ | Satellite Doppler Positioning Transit Receivers
http://vocab.nerc.ac.uk/collection/P10/current/GI000465/ | Satellite Drag Tracking Apparatus
http://vocab.nerc.ac.uk/collection/P10/current/GI000466/ | Satellite Infrared Spectrometer
http://vocab.nerc.ac.uk/collection/P10/current/GI000467/ | Satellite Laser Ranging
http://vocab.nerc.ac.uk/collection/P10/current/GI000468/ | Scanning Actinic Flux Spectroradiometer
http://vocab.nerc.ac.uk/collection/P10/current/GI000469/ | Scanning Imaging Absorption Spectrometer for Atmospheric Chartography
http://vocab.nerc.ac.uk/collection/P10/current/GI000470/ | Scanning Mobility Particle Sizer
http://vocab.nerc.ac.uk/collection/P10/current/GI000471/ | Scanning Multichannel Microwave Radiometer
http://vocab.nerc.ac.uk/collection/P10/current/GI000472/ | Scanning Radiometer
http://vocab.nerc.ac.uk/collection/P10/current/GI000473/ | Scintillating Fiber Detector
http://vocab.nerc.ac.uk/collection/P10/current/GI000475/ | Sea-Viewing Wide Field-of-View Sensor
http://vocab.nerc.ac.uk/collection/P10/current/GI000476/ | SeaWinds
http://vocab.nerc.ac.uk/collection/P10/current/GI000477/ | Second Generation Precipitation Radar
http://vocab.nerc.ac.uk/collection/P10/current/GI000478/ | Secondary Ion Mass Spectrometers
http://vocab.nerc.ac.uk/collection/P10/current/GI000480/ | Select-Level Bathythermographs
http://vocab.nerc.ac.uk/collection/P10/current/GI000479/ | Selective Chopper Radiometer
http://vocab.nerc.ac.uk/collection/P10/current/GI000481/ | Sensitive High Resolution Ion Microprobe
http://vocab.nerc.ac.uk/collection/P10/current/GI000483/ | Short Wavelength Infrared Radiometer
http://vocab.nerc.ac.uk/collection/P10/current/GI000484/ | Shuttle Imaging Radar-A
http://vocab.nerc.ac.uk/collection/P10/current/GI000485/ | Shuttle Imaging Radar-B
http://vocab.nerc.ac.uk/collection/P10/current/GI000486/ | Shuttle Radar Topography Mission
http://vocab.nerc.ac.uk/collection/P10/current/GI000487/ | Shuttle Solar Backscatter Ultraviolet
http://vocab.nerc.ac.uk/collection/P10/current/GI000488/ | Side-Looking Airborne Radar
http://vocab.nerc.ac.uk/collection/P10/current/GI000489/ | Side-Looking Real Aperature Radar
http://vocab.nerc.ac.uk/collection/P10/current/GI000490/ | Single Operator Multiparameter Metabolic Analyzer
http://vocab.nerc.ac.uk/collection/P10/current/GI000493/ | Soft X-ray Telescope
http://vocab.nerc.ac.uk/collection/P10/current/GI000494/ | Solar Backscatter Ultraviolet
http://vocab.nerc.ac.uk/collection/P10/current/GI000495/ | Solar Backscatter Ultraviolet/2
http://vocab.nerc.ac.uk/collection/P10/current/GI000496/ | Solar Corona Experiment (Ulysses)
http://vocab.nerc.ac.uk/collection/P10/current/GI000498/ | Solar EUV Experiment
http://vocab.nerc.ac.uk/collection/P10/current/GI000497/ | Solar Energetic Particle Charge Analyzer
http://vocab.nerc.ac.uk/collection/P10/current/GI000499/ | Solar Extreme Ultraviolet Spectrophotometer
http://vocab.nerc.ac.uk/collection/P10/current/GI000500/ | Solar Isotope Spectrometer
http://vocab.nerc.ac.uk/collection/P10/current/GIV30037/ | Solar Occultation for Ice Experiment
http://vocab.nerc.ac.uk/collection/P10/current/GI000501/ | Solar Optical Universal Polarimeter
http://vocab.nerc.ac.uk/collection/P10/current/GI000502/ | Solar Plasma Electrostatic Analyzer (IMP-8)
http://vocab.nerc.ac.uk/collection/P10/current/GI000503/ | Solar Plasma Faraday Cup (IMP-8)
http://vocab.nerc.ac.uk/collection/P10/current/GI000504/ | Solar Spectral Flux Radiometers
http://vocab.nerc.ac.uk/collection/P10/current/GI000505/ | Solar Spectrum Measurement
http://vocab.nerc.ac.uk/collection/P10/current/GI000506/ | Solar Ultraviolet Measurements of Emitted Radiation
http://vocab.nerc.ac.uk/collection/P10/current/GI000507/ | Solar Ultraviolet Spectral Irradiance Monitor
http://vocab.nerc.ac.uk/collection/P10/current/GI000508/ | Solar Wind Anisotropies
http://vocab.nerc.ac.uk/collection/P10/current/GI000509/ | Solar Wind Electron, Proton, and Alpha Monitor
http://vocab.nerc.ac.uk/collection/P10/current/GI000510/ | Solar Wind Experiment (WIND)
http://vocab.nerc.ac.uk/collection/P10/current/GI000511/ | Solar Wind Ion Composition Spectrometer
http://vocab.nerc.ac.uk/collection/P10/current/GI000512/ | Solar Wind Ion Composition Spectrometer (Ulysses)
http://vocab.nerc.ac.uk/collection/P10/current/GI000513/ | Solar Wind Ion Mass Spectrometer
http://vocab.nerc.ac.uk/collection/P10/current/GI000514/ | Solar Wind Plasma Experiment (Ulysses)
http://vocab.nerc.ac.uk/collection/P10/current/GI000516/ | Solar X-Ray/Cosmic Gamma-Ray Burst Experiment
http://vocab.nerc.ac.uk/collection/P10/current/GI000517/ | Solar-Stellar Irradiance Comparison Experiment
http://vocab.nerc.ac.uk/collection/P10/current/GI000518/ | Sound Detection and Ranging
http://vocab.nerc.ac.uk/collection/P10/current/GI000519/ | Sound Navigation and Ranging
http://vocab.nerc.ac.uk/collection/P10/current/GI000520/ | Sound Surveillance System
http://vocab.nerc.ac.uk/collection/P10/current/GI000521/ | Sounding of the Atmosphere using Broadband Emission Radiometry
http://vocab.nerc.ac.uk/collection/P10/current/GI000522/ | Source Loss-Cone Energetic Particle Spectrometer
http://vocab.nerc.ac.uk/collection/P10/current/GI000523/ | Space Environment Monitor
http://vocab.nerc.ac.uk/collection/P10/current/GI000524/ | Space Triaxial Accelerometer for Research Missions
http://vocab.nerc.ac.uk/collection/P10/current/GI000525/ | Spaceborne Imaging Radar-C
http://vocab.nerc.ac.uk/collection/P10/current/GI000526/ | Spatial Coordinate Apparatus
http://vocab.nerc.ac.uk/collection/P10/current/GI000527/ | Spatio-Temporal Analysis of Field Fluctuation Experiment
http://vocab.nerc.ac.uk/collection/P10/current/GI000528/ | Special Sensor Ionospheric Plasma Monitor
http://vocab.nerc.ac.uk/collection/P10/current/GI000529/ | Special Sensor Magnetometer
http://vocab.nerc.ac.uk/collection/P10/current/GIV30039/ | Special Sensor Microwave Imager/Sounder
http://vocab.nerc.ac.uk/collection/P10/current/GI000530/ | Special Sensor Microwave/Imager
http://vocab.nerc.ac.uk/collection/P10/current/GI000531/ | Special Sensor Microwave/Temperature
http://vocab.nerc.ac.uk/collection/P10/current/GI000532/ | Special Sensor Microwave/Temperature Profiler
http://vocab.nerc.ac.uk/collection/P10/current/GI000533/ | Spectral Irradiance Monitor
http://vocab.nerc.ac.uk/collection/P10/current/GI000534/ | Spectrofluorometer
http://vocab.nerc.ac.uk/collection/P10/current/GI000535/ | Spin Scan Cloud Camera
http://vocab.nerc.ac.uk/collection/P10/current/GI000536/ | Spinning Enhanced Visible and Infrared Imager
http://vocab.nerc.ac.uk/collection/P10/current/GIV30034/ | Star Camera System
http://vocab.nerc.ac.uk/collection/P10/current/GI000538/ | Step Sampler
http://vocab.nerc.ac.uk/collection/P10/current/GI000539/ | Stratospheric Aerosol and Gas Experiment I
http://vocab.nerc.ac.uk/collection/P10/current/GI000540/ | Stratospheric Aerosol and Gas Experiment II
http://vocab.nerc.ac.uk/collection/P10/current/GI000541/ | Stratospheric Aerosol and Gas Experiment III
http://vocab.nerc.ac.uk/collection/P10/current/GI000543/ | Stratospheric Infrared Interferometer Spectrometer
http://vocab.nerc.ac.uk/collection/P10/current/GI000545/ | Stratospheric Sounding Unit
http://vocab.nerc.ac.uk/collection/P10/current/GI000542/ | Stratospheric and Mesospheric Sounder
http://vocab.nerc.ac.uk/collection/P10/current/GI000546/ | Submillimeter Limb Sounder
http://vocab.nerc.ac.uk/collection/P10/current/GIV30035/ | Sun Earth Connection Coronal and Heliospheric Investigation
http://vocab.nerc.ac.uk/collection/P10/current/GI000547/ | SupraThermal Ion Composition Spectrometer
http://vocab.nerc.ac.uk/collection/P10/current/GI000548/ | Surface Current Radar
http://vocab.nerc.ac.uk/collection/P10/current/GI000549/ | Surface Water Monitoring System
http://vocab.nerc.ac.uk/collection/P10/current/GI000550/ | Suspended Particulate Matter Automatic Measuring Instrument
http://vocab.nerc.ac.uk/collection/P10/current/GI000552/ | Synchronous Orbit Particle Analyzer
http://vocab.nerc.ac.uk/collection/P10/current/GI000553/ | Synthetic Aperture Radar
http://vocab.nerc.ac.uk/collection/P10/current/GI000946/ | TELEMETER
http://vocab.nerc.ac.uk/collection/P10/current/GI000947/ | TELESCOPES
http://vocab.nerc.ac.uk/collection/P10/current/GI000948/ | TEMPERATURE LOGGERS
http://vocab.nerc.ac.uk/collection/P10/current/GI000949/ | TEMPERATURE PROBES
http://vocab.nerc.ac.uk/collection/P10/current/GI000950/ | TEMPERATURE PROFILERS
http://vocab.nerc.ac.uk/collection/P10/current/GI000951/ | TEMPERATURE SENSORS
http://vocab.nerc.ac.uk/collection/P10/current/GI000952/ | TENSION INFILTROMETER
http://vocab.nerc.ac.uk/collection/P10/current/GI000953/ | TETHERSONDES
http://vocab.nerc.ac.uk/collection/P10/current/GI000954/ | THEODOLITE
http://vocab.nerc.ac.uk/collection/P10/current/GI000955/ | THERMISTORS
http://vocab.nerc.ac.uk/collection/P10/current/GI000956/ | THERMOCOUPLES
http://vocab.nerc.ac.uk/collection/P10/current/GI000957/ | THERMOMETERS
http://vocab.nerc.ac.uk/collection/P10/current/GI000958/ | THERMOSALINOGRAPHS
http://vocab.nerc.ac.uk/collection/P10/current/GIV30043/ | THRuster activation system
http://vocab.nerc.ac.uk/collection/P10/current/GI000959/ | TIDE GAUGES
http://vocab.nerc.ac.uk/collection/P10/current/GI000567/ | TIMED Doppler Interferometer
http://vocab.nerc.ac.uk/collection/P10/current/GI000568/ | TIROS Operational Vertical Sounder
http://vocab.nerc.ac.uk/collection/P10/current/GI000569/ | TIROS-N OPERATIONAL VERTICAL SOUNDER
http://vocab.nerc.ac.uk/collection/P10/current/GI000570/ | TOGA COARE Integrated Sounding System
http://vocab.nerc.ac.uk/collection/P10/current/GI000960/ | TOGA RADAR
http://vocab.nerc.ac.uk/collection/P10/current/GI000571/ | TOPEX Microwave Radiometer
http://vocab.nerc.ac.uk/collection/P10/current/GI000572/ | TOPEX Radar Altimeter
http://vocab.nerc.ac.uk/collection/P10/current/GI000578/ | TOTAL SKY IMAGER
http://vocab.nerc.ac.uk/collection/P10/current/GI000583/ | TRANSMISSION ELECTRON MICROSCOPY
http://vocab.nerc.ac.uk/collection/P10/current/GI000961/ | TRANSMISSOMETERS
http://vocab.nerc.ac.uk/collection/P10/current/GI000962/ | TRANSPARENCY METER
http://vocab.nerc.ac.uk/collection/P10/current/GI000963/ | TRANSPONDERS
http://vocab.nerc.ac.uk/collection/P10/current/GI000964/ | TRAWL
http://vocab.nerc.ac.uk/collection/P10/current/GI000585/ | TRMM Microwave Imager
http://vocab.nerc.ac.uk/collection/P10/current/GI000586/ | TRMM Precipitation Radar
http://vocab.nerc.ac.uk/collection/P10/current/GI000587/ | TRMM Visible Infrared Scanner
http://vocab.nerc.ac.uk/collection/P10/current/GI000965/ | TUBBS TOWS
http://vocab.nerc.ac.uk/collection/P10/current/GI000966/ | TUCKER TRAWLS
http://vocab.nerc.ac.uk/collection/P10/current/GI000967/ | TUNABLE DIODE LASER
http://vocab.nerc.ac.uk/collection/P10/current/GI000968/ | TURBIDITY METERS
http://vocab.nerc.ac.uk/collection/P10/current/GI000554/ | Tapered Element Oscillating Microbalance
http://vocab.nerc.ac.uk/collection/P10/current/GI000555/ | Temperature-Humidity Infrared Radiometer
http://vocab.nerc.ac.uk/collection/P10/current/GI000556/ | Texas Aggie Doppler Radar
http://vocab.nerc.ac.uk/collection/P10/current/GI000557/ | The Scanner for Radiation Budget
http://vocab.nerc.ac.uk/collection/P10/current/GI000558/ | The Very Large Array
http://vocab.nerc.ac.uk/collection/P10/current/GI000559/ | Thematic Mapper
http://vocab.nerc.ac.uk/collection/P10/current/GI000560/ | Thematic Mapper Simulator
http://vocab.nerc.ac.uk/collection/P10/current/GI000561/ | Thermal Infrared Multispectral Scanner
http://vocab.nerc.ac.uk/collection/P10/current/GI000562/ | Thermal Ion Dynamics Experiment
http://vocab.nerc.ac.uk/collection/P10/current/GI000563/ | Thermoluminescence Photon Counting System
http://vocab.nerc.ac.uk/collection/P10/current/GI000564/ | Thermopile Net Radiometer
http://vocab.nerc.ac.uk/collection/P10/current/GI000565/ | Time Domain Reflectometry Probe
http://vocab.nerc.ac.uk/collection/P10/current/GI000566/ | Time of Flight Energy Angle Mass Spectrometer
http://vocab.nerc.ac.uk/collection/P10/current/GI000573/ | Toroidal Imaging Mass-Angle Spectrograph
http://vocab.nerc.ac.uk/collection/P10/current/GI000574/ | Total Energy Detector
http://vocab.nerc.ac.uk/collection/P10/current/GI000575/ | Total Irradiance Monitor
http://vocab.nerc.ac.uk/collection/P10/current/GI000576/ | Total Organic Carbon Analyzer
http://vocab.nerc.ac.uk/collection/P10/current/GI000577/ | Total Ozone Mapping Spectrometer
http://vocab.nerc.ac.uk/collection/P10/current/GI000579/ | Total-Direct-Diffuse Multichannel Radiometer
http://vocab.nerc.ac.uk/collection/P10/current/GI000580/ | Tower Mounted Radiometer System 2
http://vocab.nerc.ac.uk/collection/P10/current/GI000581/ | Transient Gamma-Ray Spectrometer
http://vocab.nerc.ac.uk/collection/P10/current/GI000582/ | Transition Region and Coronal Explorer Telescope
http://vocab.nerc.ac.uk/collection/P10/current/GI000584/ | Transportable Laser Ranging Systems
http://vocab.nerc.ac.uk/collection/P10/current/GI000588/ | Tropospheric Emission Spectrometer
http://vocab.nerc.ac.uk/collection/P10/current/GI000589/ | Tropospheric Ozone and Tracers from Commercial Aircraft Platforms
http://vocab.nerc.ac.uk/collection/P10/current/GI000113/ | Two-Channel Atmospheric Tracer Instrument
http://vocab.nerc.ac.uk/collection/P10/current/GI000969/ | ULTRASONIC DEPTH GAUGE
http://vocab.nerc.ac.uk/collection/P10/current/GI000597/ | ULTRAVIOLET SPECTROMETER (SNOE)
http://vocab.nerc.ac.uk/collection/P10/current/GI000970/ | UMKEHR OBSERVATIONS
http://vocab.nerc.ac.uk/collection/P10/current/GI000971/ | UPWARD LOOKING SONAR
http://vocab.nerc.ac.uk/collection/P10/current/GI000603/ | UV Ion Chamber
http://vocab.nerc.ac.uk/collection/P10/current/GI000590/ | Ultra Low Energy Isotope Spectrometer
http://vocab.nerc.ac.uk/collection/P10/current/GIV30045/ | Ultra-Stable Oscillator
http://vocab.nerc.ac.uk/collection/P10/current/GI000593/ | UltraViolet Imager (Polar)
http://vocab.nerc.ac.uk/collection/P10/current/GI000591/ | Ultrafine Condensation Nucleus Counter
http://vocab.nerc.ac.uk/collection/P10/current/GI000592/ | Ultraviolet Coronograph Spectrometer
http://vocab.nerc.ac.uk/collection/P10/current/GI000594/ | Ultraviolet Nitric Oxide Spectrometer
http://vocab.nerc.ac.uk/collection/P10/current/GI000595/ | Ultraviolet Ozone Detectors
http://vocab.nerc.ac.uk/collection/P10/current/GI000596/ | Ultraviolet Ozone Spectrometer
http://vocab.nerc.ac.uk/collection/P10/current/GI000598/ | Ultraviolet Spectrometer and Polarimeter
http://vocab.nerc.ac.uk/collection/P10/current/GI000599/ | Ulysses Cosmic Dust Experiment
http://vocab.nerc.ac.uk/collection/P10/current/GI000600/ | Ulysses Flux Gate Magnetometer
http://vocab.nerc.ac.uk/collection/P10/current/GI000601/ | Underwater Spectral Irradiance Meter
http://vocab.nerc.ac.uk/collection/P10/current/GI000602/ | Unified Radio and Plasma Wave Experiment (Ulysses)
http://vocab.nerc.ac.uk/collection/P10/current/GI000972/ | VECTOR MAGNETOGRAPHS
http://vocab.nerc.ac.uk/collection/P10/current/GI000607/ | VEGETATION Sensor (SPOT 4)
http://vocab.nerc.ac.uk/collection/P10/current/GI000973/ | VERTICAL POINTING RADAR
http://vocab.nerc.ac.uk/collection/P10/current/GI000974/ | VISIBLE SPECTROMETER
http://vocab.nerc.ac.uk/collection/P10/current/GI000621/ | VISSR Atmospheric Sounder
http://vocab.nerc.ac.uk/collection/P10/current/GI000975/ | VISUAL OBSERVATIONS
http://vocab.nerc.ac.uk/collection/P10/current/GI000976/ | VLF RECEIVERS
http://vocab.nerc.ac.uk/collection/P10/current/GI000977/ | VOLTAGE METERS
http://vocab.nerc.ac.uk/collection/P10/current/GI000604/ | Vaisala Ceilometer
http://vocab.nerc.ac.uk/collection/P10/current/GI000605/ | Variability of Solar Irradiance and Gravity Oscillations
http://vocab.nerc.ac.uk/collection/P10/current/GI000606/ | Vector Helium Magnetometer (Ulysses)
http://vocab.nerc.ac.uk/collection/P10/current/GI000608/ | Vertical Temperature Profile Radiometer
http://vocab.nerc.ac.uk/collection/P10/current/GI000609/ | Very High Resolution Radiometer
http://vocab.nerc.ac.uk/collection/P10/current/GI000610/ | Very Long Baseline Interferometry
http://vocab.nerc.ac.uk/collection/P10/current/GI000611/ | Video Optical plankton Counter
http://vocab.nerc.ac.uk/collection/P10/current/GI000612/ | Video Plankton Recorder
http://vocab.nerc.ac.uk/collection/P10/current/GI000613/ | Visible Airglow Photometer
http://vocab.nerc.ac.uk/collection/P10/current/GI000620/ | Visible Imaging System (Polar)
http://vocab.nerc.ac.uk/collection/P10/current/GI000614/ | Visible and Infrared Intelligent Spectrometer
http://vocab.nerc.ac.uk/collection/P10/current/GI000615/ | Visible and Infrared Radiometer
http://vocab.nerc.ac.uk/collection/P10/current/GI000616/ | Visible and Infrared Spin Scan Radiometer
http://vocab.nerc.ac.uk/collection/P10/current/GI000618/ | Visible and Near IR Lidar
http://vocab.nerc.ac.uk/collection/P10/current/GI000617/ | Visible and Near Infrared Radiometer
http://vocab.nerc.ac.uk/collection/P10/current/GI000619/ | Visible and Thermal Infrared Radiometer
http://vocab.nerc.ac.uk/collection/P10/current/GI000622/ | Volume Imaging Lidar
http://vocab.nerc.ac.uk/collection/P10/current/GI000978/ | WATER BOTTLES
http://vocab.nerc.ac.uk/collection/P10/current/GI000979/ | WATER LEVEL GAUGES
http://vocab.nerc.ac.uk/collection/P10/current/GI000623/ | WATER LEVEL/CLIMATE RECORDERS
http://vocab.nerc.ac.uk/collection/P10/current/GI000980/ | WATERGUNS
http://vocab.nerc.ac.uk/collection/P10/current/GI000981/ | WAVE HEIGHT GAUGES
http://vocab.nerc.ac.uk/collection/P10/current/GI000982/ | WELL LOGGING TOOLS
http://vocab.nerc.ac.uk/collection/P10/current/GI000983/ | WET BULB THERMOMETERS
http://vocab.nerc.ac.uk/collection/P10/current/GI000984/ | WET DEPOSITION COLLECTORS
http://vocab.nerc.ac.uk/collection/P10/current/GI000985/ | WET/DRY PRECIPITATION SAMPLERS
http://vocab.nerc.ac.uk/collection/P10/current/GI000986/ | WIND PROFILERS
http://vocab.nerc.ac.uk/collection/P10/current/GI000987/ | WIND VANES
http://vocab.nerc.ac.uk/collection/P10/current/GI000624/ | Water Vapor Sensing System
http://vocab.nerc.ac.uk/collection/P10/current/GI000625/ | Waves of High Frequency and Sounder for Probing Electron Density by Relaxation
http://vocab.nerc.ac.uk/collection/P10/current/GI000626/ | Whole Air Sampler
http://vocab.nerc.ac.uk/collection/P10/current/GI000627/ | Whole Water Sampler
http://vocab.nerc.ac.uk/collection/P10/current/GI000628/ | Whole-Sky Imager
http://vocab.nerc.ac.uk/collection/P10/current/GI000629/ | Wide Band Data Instrument
http://vocab.nerc.ac.uk/collection/P10/current/GI000630/ | Wide Band Spectrometer
http://vocab.nerc.ac.uk/collection/P10/current/GIV20006/ | Wide Field Camera
http://vocab.nerc.ac.uk/collection/P10/current/GI000631/ | Wide Field Scanner
http://vocab.nerc.ac.uk/collection/P10/current/GI000633/ | Wind Imaging Interferometer
http://vocab.nerc.ac.uk/collection/P10/current/GI000634/ | Wind Scatterometer
http://vocab.nerc.ac.uk/collection/P10/current/GI000632/ | Wind and Temperature Spectrometer
http://vocab.nerc.ac.uk/collection/P10/current/GI000635/ | X-Band Synthetic Aperture Radar
http://vocab.nerc.ac.uk/collection/P10/current/GI000988/ | X-RAY TELESCOPE
http://vocab.nerc.ac.uk/collection/P10/current/GIV30046/ | X-RAY TELESCOPE (HINODE)
http://vocab.nerc.ac.uk/collection/P10/current/GI000637/ | X-Ray Fluorescence Spectrometer
http://vocab.nerc.ac.uk/collection/P10/current/GI000638/ | X-Ray Imaging Telescope
http://vocab.nerc.ac.uk/collection/P10/current/GI000639/ | X-Ray Polychromator
http://vocab.nerc.ac.uk/collection/P10/current/GI000640/ | X-Ray Powder Diffractometer
http://vocab.nerc.ac.uk/collection/P10/current/GI000636/ | X-ray Diffractometer
http://vocab.nerc.ac.uk/collection/P10/current/GI000641/ | XUV Photometer System
http://vocab.nerc.ac.uk/collection/P10/current/GIV30044/ | cold gas TaNK system

## ObservedProperty
URI | ObservedProperty
http://vocab.nerc.ac.uk/collection/P02/current/ASAM/ | Acoustic backscatter in the water column
http://vocab.nerc.ac.uk/collection/P02/current/NOYS/ | Acoustic noise in the water column
http://vocab.nerc.ac.uk/collection/P02/current/ACSR/ | Active seismic refraction
http://vocab.nerc.ac.uk/collection/P02/current/ADUN/ | Administrative units
http://vocab.nerc.ac.uk/collection/P02/current/CAPH/ | Air pressure
http://vocab.nerc.ac.uk/collection/P02/current/CDTA/ | Air temperature
http://vocab.nerc.ac.uk/collection/P02/current/ALKY/ | Alkalinity, acidity and pH of the water column
http://vocab.nerc.ac.uk/collection/P02/current/HAAC/ | Amino acids in sediment
http://vocab.nerc.ac.uk/collection/P02/current/AMON/ | Ammonium and ammonia concentration parameters in water bodies
http://vocab.nerc.ac.uk/collection/P02/current/ATDP/ | Atmospheric deposition rates
http://vocab.nerc.ac.uk/collection/P02/current/ATEM/ | Atmospheric emissions
http://vocab.nerc.ac.uk/collection/P02/current/CHUM/ | Atmospheric humidity
http://vocab.nerc.ac.uk/collection/P02/current/ATPC/ | Atmospheric particulates
http://vocab.nerc.ac.uk/collection/P02/current/ATVS/ | Atmospheric visibility and transparency
http://vocab.nerc.ac.uk/collection/P02/current/BATT/ | Bacteria environmental parameters
http://vocab.nerc.ac.uk/collection/P02/current/BNUC/ | Bacteria generic abundance in sediment
http://vocab.nerc.ac.uk/collection/P02/current/BNTX/ | Bacteria generic abundance in water bodies
http://vocab.nerc.ac.uk/collection/P02/current/BABI/ | Bacteria in biota
http://vocab.nerc.ac.uk/collection/P02/current/CBCC/ | Bacteria morphology and physiology
http://vocab.nerc.ac.uk/collection/P02/current/BNTC/ | Bacteria non taxonomy-related biomass expressed as carbon per unit volume of the water column
http://vocab.nerc.ac.uk/collection/P02/current/BPBP/ | Bacteria non taxonomy-related biomass expressed as protein per unit volume of the water column
http://vocab.nerc.ac.uk/collection/P02/current/BAUC/ | Bacteria taxonomic abundance in sediment
http://vocab.nerc.ac.uk/collection/P02/current/BATX/ | Bacteria taxonomic abundance in water bodies
http://vocab.nerc.ac.uk/collection/P02/current/BDWC/ | Bacteria taxonomy-related ash-free dry weight biomass in sediment
http://vocab.nerc.ac.uk/collection/P02/current/BATC/ | Bacteria taxonomy-related biomass expressed as carbon per unit volume of the water column
http://vocab.nerc.ac.uk/collection/P02/current/TBGZ/ | Bacterial consumption in the water column
http://vocab.nerc.ac.uk/collection/P02/current/GREF/ | Bacterial growth
http://vocab.nerc.ac.uk/collection/P02/current/UPTH/ | Bacterial production in the water column
http://vocab.nerc.ac.uk/collection/P02/current/MBAN/ | Bathymetry and Elevation
http://vocab.nerc.ac.uk/collection/P02/current/BLIT/ | Beach litter abundance
http://vocab.nerc.ac.uk/collection/P02/current/BEPP/ | Benthic primary production
http://vocab.nerc.ac.uk/collection/P02/current/GP010/ | Bioassay and contaminant biological impact
http://vocab.nerc.ac.uk/collection/P02/current/BDRV/ | Biodiversity indices
http://vocab.nerc.ac.uk/collection/P02/current/EXUV/ | Biological detritus in the water column suspended particulate material
http://vocab.nerc.ac.uk/collection/P02/current/BLUM/ | Bioluminescence parameters
http://vocab.nerc.ac.uk/collection/P02/current/LIBI/ | Biota lipid concentrations
http://vocab.nerc.ac.uk/collection/P02/current/GP088/ | Bird behaviour
http://vocab.nerc.ac.uk/collection/P02/current/BRDA/ | Bird counts
http://vocab.nerc.ac.uk/collection/P02/current/GP004/ | Bird reproduction
http://vocab.nerc.ac.uk/collection/P02/current/BRDD/ | Bird taxonomy-related abundance per unit area of surface
http://vocab.nerc.ac.uk/collection/P02/current/CBSD/ | Carbon concentrations in sediment
http://vocab.nerc.ac.uk/collection/P02/current/CBSP/ | Carbon concentrations in suspended particulate material
http://vocab.nerc.ac.uk/collection/P02/current/ACO2/ | Carbon monoxide and dioxide concentrations in the atmosphere
http://vocab.nerc.ac.uk/collection/P02/current/CCPW/ | Carbonate chemistry in sediment pore waters
http://vocab.nerc.ac.uk/collection/P02/current/CARO/ | Carotenoid and flavenoid pigment concentrations in water bodies
http://vocab.nerc.ac.uk/collection/P02/current/CARS/ | Carotenoid pigment concentrations in sediment
http://vocab.nerc.ac.uk/collection/P02/current/CETA/ | Cetacean abundance
http://vocab.nerc.ac.uk/collection/P02/current/CEBH/ | Cetacean behaviour
http://vocab.nerc.ac.uk/collection/P02/current/CEMP/ | Cetacean morphology and physiology
http://vocab.nerc.ac.uk/collection/P02/current/CEMO/ | Cetacean mortality
http://vocab.nerc.ac.uk/collection/P02/current/GP018/ | Cetacean reproduction
http://vocab.nerc.ac.uk/collection/P02/current/FR11/ | Chlorofluorocarbon concentrations in the water column
http://vocab.nerc.ac.uk/collection/P02/current/CPSD/ | Chlorophyll pigment concentrations in sediment
http://vocab.nerc.ac.uk/collection/P02/current/CPWC/ | Chlorophyll pigment concentrations in water bodies
http://vocab.nerc.ac.uk/collection/P02/current/CHEX/ | Cloud cover height and extent
http://vocab.nerc.ac.uk/collection/P02/current/CLTY/ | Cloud type
http://vocab.nerc.ac.uk/collection/P02/current/COGE/ | Coastal geomorphology
http://vocab.nerc.ac.uk/collection/P02/current/MTWC/ | Colloidal metal concentrations in the water column
http://vocab.nerc.ac.uk/collection/P02/current/COCC/ | Colloidal organic carbon concentration in the water column
http://vocab.nerc.ac.uk/collection/P02/current/TADN/ | Concentration of adenylates in sediment
http://vocab.nerc.ac.uk/collection/P02/current/ATPX/ | Concentration of adenylates in the water column
http://vocab.nerc.ac.uk/collection/P02/current/SALK/ | Concentration of aliphatic hydrocarbons in sediment samples
http://vocab.nerc.ac.uk/collection/P02/current/AAWC/ | Concentration of alkanamines (amines) in the water column
http://vocab.nerc.ac.uk/collection/P02/current/AALK/ | Concentration of alkanes in the atmosphere
http://vocab.nerc.ac.uk/collection/P02/current/DALK/ | Concentration of alkanes in the water column
http://vocab.nerc.ac.uk/collection/P02/current/CA11/ | Concentration of alkanols (alcohols), phenols and ethers in sediment
http://vocab.nerc.ac.uk/collection/P02/current/AEYN/ | Concentration of alkenes and alkynes in the atmosphere
http://vocab.nerc.ac.uk/collection/P02/current/AQYN/ | Concentration of alkenes and alkynes in the water column
http://vocab.nerc.ac.uk/collection/P02/current/AASD/ | Concentration of alkenones and alkenoates in sediment
http://vocab.nerc.ac.uk/collection/P02/current/CAKN/ | Concentration of alkenones and alkenoates in the water column
http://vocab.nerc.ac.uk/collection/P02/current/TOCH/ | Concentration of carbohydrates, phenols, alkanols (alcohols), aldehydes and ketones in water bodies
http://vocab.nerc.ac.uk/collection/P02/current/CASD/ | Concentration of carbohydrates, phenols, alkanols (alcohols), ethers, aldehydes and ketones in sediment
http://vocab.nerc.ac.uk/collection/P02/current/HLIC/ | Concentration of inorganic halogens in ice
http://vocab.nerc.ac.uk/collection/P02/current/CLCN/ | Concentration of inorganic halogens in sediment
http://vocab.nerc.ac.uk/collection/P02/current/CLXX/ | Concentration of inorganic halogens in sediment pore waters
http://vocab.nerc.ac.uk/collection/P02/current/HLAT/ | Concentration of inorganic halogens in the atmosphere
http://vocab.nerc.ac.uk/collection/P02/current/HLWC/ | Concentration of inorganic halogens in water bodies
http://vocab.nerc.ac.uk/collection/P02/current/ISIC/ | Concentration of inorganic sulphur species in ice
http://vocab.nerc.ac.uk/collection/P02/current/TRIS/ | Concentration of inorganic sulphur species in sediment
http://vocab.nerc.ac.uk/collection/P02/current/SPHT/ | Concentration of inorganic sulphur species in sediment pore water
http://vocab.nerc.ac.uk/collection/P02/current/SXCN/ | Concentration of inorganic sulphur species in suspended particulate material
http://vocab.nerc.ac.uk/collection/P02/current/SPWC/ | Concentration of inorganic sulphur species in the water column
http://vocab.nerc.ac.uk/collection/P02/current/NTIC/ | Concentration of nitrates in ice
http://vocab.nerc.ac.uk/collection/P02/current/AAMN/ | Concentration of nitrogen species in the atmosphere
http://vocab.nerc.ac.uk/collection/P02/current/STOM/ | Concentration of organic matter in sediments
http://vocab.nerc.ac.uk/collection/P02/current/AORG/ | Concentration of organic matter in the atmosphere
http://vocab.nerc.ac.uk/collection/P02/current/HMSB/ | Concentration of organic matter in water bodies
http://vocab.nerc.ac.uk/collection/P02/current/OSIC/ | Concentration of organic sulphur species in ice
http://vocab.nerc.ac.uk/collection/P02/current/OHAT/ | Concentration of other hydrocarbons in the atmosphere
http://vocab.nerc.ac.uk/collection/P02/current/OHWC/ | Concentration of other hydrocarbons in the water column
http://vocab.nerc.ac.uk/collection/P02/current/BCOC/ | Concentration of other organic contaminants in biota
http://vocab.nerc.ac.uk/collection/P02/current/SCOC/ | Concentration of other organic contaminants in sediment samples
http://vocab.nerc.ac.uk/collection/P02/current/PCOC/ | Concentration of other organic contaminants in suspended particulate material
http://vocab.nerc.ac.uk/collection/P02/current/OCAA/ | Concentration of other organic contaminants in the atmosphere
http://vocab.nerc.ac.uk/collection/P02/current/WCOC/ | Concentration of other organic contaminants in the water column
http://vocab.nerc.ac.uk/collection/P02/current/BCOS/ | Concentration of other substances in biota
http://vocab.nerc.ac.uk/collection/P02/current/PTOX/ | Concentration of phycotoxins in biota
http://vocab.nerc.ac.uk/collection/P02/current/BCPB/ | Concentration of polychlorobiphenyls (PCBs) in biota
http://vocab.nerc.ac.uk/collection/P02/current/SPCB/ | Concentration of polychlorobiphenyls (PCBs) in sediment samples
http://vocab.nerc.ac.uk/collection/P02/current/PPCB/ | Concentration of polychlorobiphenyls (PCBs) in suspended particulate material
http://vocab.nerc.ac.uk/collection/P02/current/GP048/ | Concentration of polychlorobiphenyls (PCBs) in the atmosphere
http://vocab.nerc.ac.uk/collection/P02/current/PPWC/ | Concentration of polychlorobiphenyls (PCBs) in the water column
http://vocab.nerc.ac.uk/collection/P02/current/BCAH/ | Concentration of polycyclic aromatic hydrocarbons (PAHs) in biota
http://vocab.nerc.ac.uk/collection/P02/current/SCAH/ | Concentration of polycyclic aromatic hydrocarbons (PAHs) in sediment samples
http://vocab.nerc.ac.uk/collection/P02/current/PCAH/ | Concentration of polycyclic aromatic hydrocarbons (PAHs) in suspended particulate material
http://vocab.nerc.ac.uk/collection/P02/current/GP050/ | Concentration of polycyclic aromatic hydrocarbons (PAHs) in the atmosphere
http://vocab.nerc.ac.uk/collection/P02/current/PCHW/ | Concentration of polycyclic aromatic hydrocarbons (PAHs) in the water column
http://vocab.nerc.ac.uk/collection/P02/current/SPRO/ | Concentration of proteins in sediment
http://vocab.nerc.ac.uk/collection/P02/current/WPRO/ | Concentration of proteins in the water column
http://vocab.nerc.ac.uk/collection/P02/current/SICN/ | Concentration of silicon species in sediment
http://vocab.nerc.ac.uk/collection/P02/current/OPCN/ | Concentration of silicon species in suspended particulate material
http://vocab.nerc.ac.uk/collection/P02/current/SIXX/ | Concentration of silicon species in the water column
http://vocab.nerc.ac.uk/collection/P02/current/TSED/ | Concentration of suspended particulate material in the water column
http://vocab.nerc.ac.uk/collection/P02/current/SDNA/ | Concentrations of biopolymers in sediment
http://vocab.nerc.ac.uk/collection/P02/current/WDNA/ | Concentrations of biopolymers in water bodies
http://vocab.nerc.ac.uk/collection/P02/current/CXAA/ | Concentrations of carboxylic acids and carboxylates in the atmosphere
http://vocab.nerc.ac.uk/collection/P02/current/CFTM/ | Contaminant fluxes between the terrestrial and marine environment
http://vocab.nerc.ac.uk/collection/P02/current/GP013/ | Coral infection and damage
http://vocab.nerc.ac.uk/collection/P02/current/AYMD/ | Date and time
http://vocab.nerc.ac.uk/collection/P02/current/SIGT/ | Density of the water column
http://vocab.nerc.ac.uk/collection/P02/current/DPEV/ | Depositional environment
http://vocab.nerc.ac.uk/collection/P02/current/TFAA/ | Dissolved amino acid concentrations in the water column
http://vocab.nerc.ac.uk/collection/P02/current/OGPW/ | Dissolved concentration parameters for other gases in sediment pore waters
http://vocab.nerc.ac.uk/collection/P02/current/SCOX/ | Dissolved concentration parameters for other gases in the water column
http://vocab.nerc.ac.uk/collection/P02/current/TNRP/ | Dissolved inorganic carbon production and respiration in the water column
http://vocab.nerc.ac.uk/collection/P02/current/TDIN/ | Dissolved inorganic nitrogen concentration in the water column
http://vocab.nerc.ac.uk/collection/P02/current/MTWD/ | Dissolved metal concentrations in the water column
http://vocab.nerc.ac.uk/collection/P02/current/HEXC/ | Dissolved noble gas concentration parameters in the water column
http://vocab.nerc.ac.uk/collection/P02/current/DOCC/ | Dissolved organic carbon concentration in the water column
http://vocab.nerc.ac.uk/collection/P02/current/OCPW/ | Dissolved organic carbon concentrations in sediment pore waters
http://vocab.nerc.ac.uk/collection/P02/current/DOCU/ | Dissolved organic carbon uptake and production in the water column
http://vocab.nerc.ac.uk/collection/P02/current/DGPW/ | Dissolved oxygen parameters for sediments
http://vocab.nerc.ac.uk/collection/P02/current/DOXY/ | Dissolved oxygen parameters in the water column
http://vocab.nerc.ac.uk/collection/P02/current/TDNT/ | Dissolved total and organic nitrogen concentrations in the water column
http://vocab.nerc.ac.uk/collection/P02/current/TDPX/ | Dissolved total or organic phosphorus concentration in the water column
http://vocab.nerc.ac.uk/collection/P02/current/MDWD/ | Dissolved trace metalloid and inorganic selenium concentrations in water bodies
http://vocab.nerc.ac.uk/collection/P02/current/DSCO/ | Distribution coefficients in the water column
http://vocab.nerc.ac.uk/collection/P02/current/CNDC/ | Electrical conductivity of the water column
http://vocab.nerc.ac.uk/collection/P02/current/ENGP/ | Engineering parameters
http://vocab.nerc.ac.uk/collection/P02/current/EXCR/ | Excretion rate parameters in the water column
http://vocab.nerc.ac.uk/collection/P02/current/EXSV/ | Experiment state variables
http://vocab.nerc.ac.uk/collection/P02/current/FABD/ | Fauna abundance per unit area of the bed
http://vocab.nerc.ac.uk/collection/P02/current/RSIS/ | Field resistivity, electromagnetics and polarisation
http://vocab.nerc.ac.uk/collection/P02/current/FATX/ | Fish abundance in water bodies
http://vocab.nerc.ac.uk/collection/P02/current/FADS/ | Fish aggregating device usage statistics
http://vocab.nerc.ac.uk/collection/P02/current/FCST/ | Fish and shellfish catch statistics
http://vocab.nerc.ac.uk/collection/P02/current/GP085/ | Fish behaviour
http://vocab.nerc.ac.uk/collection/P02/current/FIBM/ | Fish biomass in water bodies
http://vocab.nerc.ac.uk/collection/P02/current/GP005/ | Fish disease and parasites
http://vocab.nerc.ac.uk/collection/P02/current/FATM/ | Fish morphology, age and physiology
http://vocab.nerc.ac.uk/collection/P02/current/FNTX/ | Fish non taxonomy-related abundance per unit volume of the water column
http://vocab.nerc.ac.uk/collection/P02/current/FNTM/ | Fish non taxonomy-related morphology
http://vocab.nerc.ac.uk/collection/P02/current/FREP/ | Fish reproduction
http://vocab.nerc.ac.uk/collection/P02/current/FBAB/ | Fish taxonomy-related abundance per unit area of the bed
http://vocab.nerc.ac.uk/collection/P02/current/FBAF/ | Fish taxonomy-related ash-free dry weight biomass per unit area of the bed
http://vocab.nerc.ac.uk/collection/P02/current/FCNT/ | Fish taxonomy-related counts
http://vocab.nerc.ac.uk/collection/P02/current/GP087/ | Fishery characterisation
http://vocab.nerc.ac.uk/collection/P02/current/GP080/ | Fishing by-catch
http://vocab.nerc.ac.uk/collection/P02/current/FEFF/ | Fishing effort
http://vocab.nerc.ac.uk/collection/P02/current/FCMW/ | Flow cytometry parameters in water bodies
http://vocab.nerc.ac.uk/collection/P02/current/FDMS/ | Gas fluxes between the water column and the atmosphere
http://vocab.nerc.ac.uk/collection/P02/current/DBDX/ | Geological sample density
http://vocab.nerc.ac.uk/collection/P02/current/XMGS/ | Geological sample magnetic, electrical and acoustic properties
http://vocab.nerc.ac.uk/collection/P02/current/RMAJ/ | Geological sample major element chemistry
http://vocab.nerc.ac.uk/collection/P02/current/SRAD/ | Geological sample radioactivity
http://vocab.nerc.ac.uk/collection/P02/current/GTCH/ | Geotechnics
http://vocab.nerc.ac.uk/collection/P02/current/HFLW/ | Geothermal heat flow
http://vocab.nerc.ac.uk/collection/P02/current/GRAV/ | Gravity
http://vocab.nerc.ac.uk/collection/P02/current/GWAM/ | Groundwater amount
http://vocab.nerc.ac.uk/collection/P02/current/GWCH/ | Groundwater chemistry
http://vocab.nerc.ac.uk/collection/P02/current/HBCH/ | Habitat characterisation
http://vocab.nerc.ac.uk/collection/P02/current/HBEX/ | Habitat extent
http://vocab.nerc.ac.uk/collection/P02/current/HZNV/ | Hazards to navigation
http://vocab.nerc.ac.uk/collection/P02/current/HFLX/ | Heat fluxes between the water column and the atmosphere
http://vocab.nerc.ac.uk/collection/P02/current/APDA/ | Horizontal platform movement
http://vocab.nerc.ac.uk/collection/P02/current/ALAT/ | Horizontal spatial co-ordinates
http://vocab.nerc.ac.uk/collection/P02/current/RFVL/ | Horizontal velocity of the water column (currents)
http://vocab.nerc.ac.uk/collection/P02/current/SHTA/ | Hydrolytic activity in sediment
http://vocab.nerc.ac.uk/collection/P02/current/IAGE/ | Ice age
http://vocab.nerc.ac.uk/collection/P02/current/ICEM/ | Ice motion and related parameters
http://vocab.nerc.ac.uk/collection/P02/current/IACT/ | Industrial activity
http://vocab.nerc.ac.uk/collection/P02/current/IDIS/ | Industrial discharges
http://vocab.nerc.ac.uk/collection/P02/current/RMIN/ | Inorganic chemical composition of sediment or rocks
http://vocab.nerc.ac.uk/collection/P02/current/IPRX/ | Inorganic peroxides in water bodies
http://vocab.nerc.ac.uk/collection/P02/current/PHAT/ | Inorganic phosphorus species concentrations in the atmosphere
http://vocab.nerc.ac.uk/collection/P02/current/SIAT/ | Inorganic silicon species concentrations in the atmosphere
http://vocab.nerc.ac.uk/collection/P02/current/IWAB/ | Insect and earthworm taxonomy-related abundance per unit area of the bed
http://vocab.nerc.ac.uk/collection/P02/current/INLZ/ | Insect and earthworm taxonomy-related abundance per unit area of the littoral zone
http://vocab.nerc.ac.uk/collection/P02/current/IWDX/ | Insect and earthworm taxonomy-related ash-free dry weight biomass per unit area of the bed
http://vocab.nerc.ac.uk/collection/P02/current/IALZ/ | Insect and earthworm taxonomy-related ash-free dry weight biomass per unit area of the littoral zone
http://vocab.nerc.ac.uk/collection/P02/current/IATX/ | Insecta taxonomy-related abundance per unit volume of the water column
http://vocab.nerc.ac.uk/collection/P02/current/IATC/ | Insecta taxonomy-related biomass expressed as carbon per unit volume of the water column
http://vocab.nerc.ac.uk/collection/P02/current/INVD/ | Invasive species monitoring parameters
http://vocab.nerc.ac.uk/collection/P02/current/LGCR/ | Lagrangian currents and transport rates in the water column
http://vocab.nerc.ac.uk/collection/P02/current/LRWL/ | Lake and river water level parameters
http://vocab.nerc.ac.uk/collection/P02/current/LSST/ | Land surface temperature
http://vocab.nerc.ac.uk/collection/P02/current/LVEG/ | Land vegetation
http://vocab.nerc.ac.uk/collection/P02/current/PPAB/ | Light absorption in the water column
http://vocab.nerc.ac.uk/collection/P02/current/EXCO/ | Light extinction and diffusion coefficients
http://vocab.nerc.ac.uk/collection/P02/current/LITH/ | Lithology
http://vocab.nerc.ac.uk/collection/P02/current/LITT/ | Litter abundance and type
http://vocab.nerc.ac.uk/collection/P02/current/LWRD/ | Long-wave radiation
http://vocab.nerc.ac.uk/collection/P02/current/GP012/ | Macroalgae and seagrass infection and damage
http://vocab.nerc.ac.uk/collection/P02/current/ACNT/ | Macroalgae and seagrass taxonomy-related counts
http://vocab.nerc.ac.uk/collection/P02/current/PU02/ | Macroalgae generic abundance in water bodies
http://vocab.nerc.ac.uk/collection/P02/current/MMAN/ | Magnetics
http://vocab.nerc.ac.uk/collection/P02/current/MMST/ | Man-made structures
http://vocab.nerc.ac.uk/collection/P02/current/MARC/ | Marine archaeology
http://vocab.nerc.ac.uk/collection/P02/current/MLES/ | Marine environment leisure usage
http://vocab.nerc.ac.uk/collection/P02/current/TMES/ | Metadata parameters
http://vocab.nerc.ac.uk/collection/P02/current/BCMT/ | Metal concentrations in biota
http://vocab.nerc.ac.uk/collection/P02/current/MTSD/ | Metal concentrations in sediment
http://vocab.nerc.ac.uk/collection/P02/current/MTPW/ | Metal concentrations in sediment pore waters
http://vocab.nerc.ac.uk/collection/P02/current/MTSP/ | Metal concentrations in suspended particulate material
http://vocab.nerc.ac.uk/collection/P02/current/MTAT/ | Metal concentrations in the atmosphere
http://vocab.nerc.ac.uk/collection/P02/current/MTIC/ | Metal concentrations in the cryosphere
http://vocab.nerc.ac.uk/collection/P02/current/SCDO/ | Metal fluxes between the bed and the water column
http://vocab.nerc.ac.uk/collection/P02/current/ZNLG/ | Metal ligand parameters in the water column
http://vocab.nerc.ac.uk/collection/P02/current/CDRU/ | Metal uptake rates in the water column
http://vocab.nerc.ac.uk/collection/P02/current/UMLS/ | Micro-litter in sediments
http://vocab.nerc.ac.uk/collection/P02/current/UMLW/ | Micro-litter in water bodies
http://vocab.nerc.ac.uk/collection/P02/current/D000/ | Microphytobenthos abundance
http://vocab.nerc.ac.uk/collection/P02/current/D001/ | Microphytobenthos biomass
http://vocab.nerc.ac.uk/collection/P02/current/MZBN/ | Microzooplankton generic abundance in water bodies
http://vocab.nerc.ac.uk/collection/P02/current/MZCT/ | Microzooplankton grazing
http://vocab.nerc.ac.uk/collection/P02/current/MZBC/ | Microzooplankton non taxonomy-related biomass expressed as carbon per unit volume of the water column
http://vocab.nerc.ac.uk/collection/P02/current/MATX/ | Microzooplankton taxonomic abundance in water bodies
http://vocab.nerc.ac.uk/collection/P02/current/MATC/ | Microzooplankton taxonomy-related biomass expressed as carbon per unit volume of the water column
http://vocab.nerc.ac.uk/collection/P02/current/A999/ | Microzooplankton taxonomy-related biosurface area per unit volume of the water column
http://vocab.nerc.ac.uk/collection/P02/current/V999/ | Microzooplankton taxonomy-related biovolume per unit volume of the water column
http://vocab.nerc.ac.uk/collection/P02/current/MINC/ | Mineral chemistry
http://vocab.nerc.ac.uk/collection/P02/current/CLAY/ | Mineralogical composition
http://vocab.nerc.ac.uk/collection/P02/current/RBHY/ | Molecular biology parameters
http://vocab.nerc.ac.uk/collection/P02/current/MPMN/ | Moored instrument depth
http://vocab.nerc.ac.uk/collection/P02/current/NTUP/ | New production in water bodies
http://vocab.nerc.ac.uk/collection/P02/current/NTRA/ | Nitrate concentration parameters in the water column
http://vocab.nerc.ac.uk/collection/P02/current/NTRZ/ | Nitrate+nitrite concentration parameters in the water column
http://vocab.nerc.ac.uk/collection/P02/current/AMOX/ | Nitrification and denitrification rates in water bodies
http://vocab.nerc.ac.uk/collection/P02/current/NTRI/ | Nitrite concentration parameters in the water column
http://vocab.nerc.ac.uk/collection/P02/current/NTSD/ | Nitrogen concentrations in sediment
http://vocab.nerc.ac.uk/collection/P02/current/NTSP/ | Nitrogen concentrations in suspended particulate material
http://vocab.nerc.ac.uk/collection/P02/current/NTPW/ | Nutrient concentrations in sediment pore waters
http://vocab.nerc.ac.uk/collection/P02/current/SAMO/ | Nutrient fluxes between the bed and the water column
http://vocab.nerc.ac.uk/collection/P02/current/R410/ | Ocean colour and earth-leaving visible waveband spectral radiation
http://vocab.nerc.ac.uk/collection/P02/current/OPBS/ | Optical backscatter
http://vocab.nerc.ac.uk/collection/P02/current/CSDE/ | Organic sulphur compound dynamics in the water column
http://vocab.nerc.ac.uk/collection/P02/current/OMPW/ | Organometallic and organometalloid species concentration parameters in sediments
http://vocab.nerc.ac.uk/collection/P02/current/OMWC/ | Organometallic and organometalloid species concentration parameters in water bodies
http://vocab.nerc.ac.uk/collection/P02/current/OMBI/ | Organometallic species concentration parameters in biota
http://vocab.nerc.ac.uk/collection/P02/current/DMST/ | Organosulphur and organoselenium species concentration parameters in water bodies
http://vocab.nerc.ac.uk/collection/P02/current/SICO/ | Other fluxes between the bed and the water column
http://vocab.nerc.ac.uk/collection/P02/current/DCMX/ | Other halocarbon concentrations in water bodies
http://vocab.nerc.ac.uk/collection/P02/current/HLDE/ | Other halocarbon dynamics in water bodies
http://vocab.nerc.ac.uk/collection/P02/current/OMET/ | Other meteorological measurements
http://vocab.nerc.ac.uk/collection/P02/current/DENS/ | Other physical and chemical properties of suspended particulate material
http://vocab.nerc.ac.uk/collection/P02/current/KRTS/ | Other wave statistics
http://vocab.nerc.ac.uk/collection/P02/current/GOXP/ | Oxygen production and respiration in the water column
http://vocab.nerc.ac.uk/collection/P02/current/OZON/ | Ozone and oxygen concentrations in the atmosphere
http://vocab.nerc.ac.uk/collection/P02/current/PCLM/ | Palaeoclimatic indicators and parameters
http://vocab.nerc.ac.uk/collection/P02/current/PCO2/ | Partial pressure (pCO2) and fugacity (fCO2) of carbon dioxide in the water column
http://vocab.nerc.ac.uk/collection/P02/current/DAAW/ | Particulate amino acid concentrations in the water column
http://vocab.nerc.ac.uk/collection/P02/current/CING/ | Particulate inorganic carbon concentrations in the water column
http://vocab.nerc.ac.uk/collection/P02/current/MTWP/ | Particulate metal concentrations in the water column
http://vocab.nerc.ac.uk/collection/P02/current/CORG/ | Particulate total and organic carbon concentrations in the water column
http://vocab.nerc.ac.uk/collection/P02/current/NTOT/ | Particulate total and organic nitrogen concentrations in the water column
http://vocab.nerc.ac.uk/collection/P02/current/TPHS/ | Particulate total and organic phosphorus concentrations in the water column
http://vocab.nerc.ac.uk/collection/P02/current/MDWP/ | Particulate trace metalloid and inorganic selenium concentrations in water bodies
http://vocab.nerc.ac.uk/collection/P02/current/PASR/ | Passive seismic refraction
http://vocab.nerc.ac.uk/collection/P02/current/PEBI/ | Pesticide concentrations in biota
http://vocab.nerc.ac.uk/collection/P02/current/PESD/ | Pesticide concentrations in sediment
http://vocab.nerc.ac.uk/collection/P02/current/PESP/ | Pesticide concentrations in suspended particulate material
http://vocab.nerc.ac.uk/collection/P02/current/PEWB/ | Pesticide concentrations in water bodies
http://vocab.nerc.ac.uk/collection/P02/current/PHSD/ | Phaeopigment concentrations in sediment
http://vocab.nerc.ac.uk/collection/P02/current/PHWC/ | Phaeopigment concentrations in the water column
http://vocab.nerc.ac.uk/collection/P02/current/PHBI/ | Pharmaceutical concentrations in biota
http://vocab.nerc.ac.uk/collection/P02/current/PHSE/ | Pharmaceutical concentrations in sediments
http://vocab.nerc.ac.uk/collection/P02/current/PHWB/ | Pharmaceutical concentrations in water bodies
http://vocab.nerc.ac.uk/collection/P02/current/PHOS/ | Phosphate concentration parameters in the water column
http://vocab.nerc.ac.uk/collection/P02/current/PXSD/ | Phosphorus concentrations in sediment
http://vocab.nerc.ac.uk/collection/P02/current/PXSP/ | Phosphorus concentrations in suspended particulate material
http://vocab.nerc.ac.uk/collection/P02/current/PHYC/ | Phycobolin pigment concentrations in the water column
http://vocab.nerc.ac.uk/collection/P02/current/PNTX/ | Phytoplankton generic abundance in water bodies
http://vocab.nerc.ac.uk/collection/P02/current/CNTX/ | Phytoplankton generic biomass in water bodies
http://vocab.nerc.ac.uk/collection/P02/current/PHYG/ | Phytoplankton growth
http://vocab.nerc.ac.uk/collection/P02/current/PATX/ | Phytoplankton taxonomic abundance in water bodies
http://vocab.nerc.ac.uk/collection/P02/current/CATX/ | Phytoplankton taxonomic biomass in water bodies
http://vocab.nerc.ac.uk/collection/P02/current/AATX/ | Phytoplankton taxonomic surface area in water bodies
http://vocab.nerc.ac.uk/collection/P02/current/VATX/ | Phytoplankton taxonomic volume in water bodies
http://vocab.nerc.ac.uk/collection/P02/current/PYTT/ | Plankton abundance per unit volume of the water column
http://vocab.nerc.ac.uk/collection/P02/current/CYEU/ | Plankton biomass expressed as carbon per unit volume of the water column
http://vocab.nerc.ac.uk/collection/P02/current/HEAD/ | Platform or instrument orientation
http://vocab.nerc.ac.uk/collection/P02/current/GP001/ | Pollution events
http://vocab.nerc.ac.uk/collection/P02/current/CPRP/ | Precipitation and evaporation
http://vocab.nerc.ac.uk/collection/P02/current/RWCH/ | Precipitation chemistry
http://vocab.nerc.ac.uk/collection/P02/current/PPRD/ | Primary production in the water column
http://vocab.nerc.ac.uk/collection/P02/current/ACFL/ | Quality control flags
http://vocab.nerc.ac.uk/collection/P02/current/QDMD/ | Quantity of material dumped
http://vocab.nerc.ac.uk/collection/P02/current/RBSC/ | Radar backscatter
http://vocab.nerc.ac.uk/collection/P02/current/GERA/ | Radiation geophysics
http://vocab.nerc.ac.uk/collection/P02/current/BRAD/ | Radioactivity in biota
http://vocab.nerc.ac.uk/collection/P02/current/ARAD/ | Radioactivity in the atmosphere
http://vocab.nerc.ac.uk/collection/P02/current/WRAD/ | Radioactivity in water bodies
http://vocab.nerc.ac.uk/collection/P02/current/XRFC/ | Raw X-Ray fluorometer (XRF) output from sediment samples
http://vocab.nerc.ac.uk/collection/P02/current/LERR/ | Raw current meter output parameters
http://vocab.nerc.ac.uk/collection/P02/current/FVLT/ | Raw fluorometer output
http://vocab.nerc.ac.uk/collection/P02/current/RGAS/ | Raw gas analyser output
http://vocab.nerc.ac.uk/collection/P02/current/NUTV/ | Raw in-situ nutrient analyser output
http://vocab.nerc.ac.uk/collection/P02/current/LVLT/ | Raw light meter output
http://vocab.nerc.ac.uk/collection/P02/current/OXYC/ | Raw oxygen sensor output
http://vocab.nerc.ac.uk/collection/P02/current/PHLT/ | Raw pH sensor output
http://vocab.nerc.ac.uk/collection/P02/current/TVLT/ | Raw suspended particulate material concentration sensor output
http://vocab.nerc.ac.uk/collection/P02/current/TCNT/ | Raw temperature and/or salinity instrument output
http://vocab.nerc.ac.uk/collection/P02/current/EPSV/ | Raw turbulence sensor output
http://vocab.nerc.ac.uk/collection/P02/current/RPOT/ | Redox potential in sediment
http://vocab.nerc.ac.uk/collection/P02/current/IS4R/ | Reduction rates in bed sediments
http://vocab.nerc.ac.uk/collection/P02/current/ACYC/ | Reference numbers
http://vocab.nerc.ac.uk/collection/P02/current/AMUP/ | Regenerated production in water bodies
http://vocab.nerc.ac.uk/collection/P02/current/GP068/ | Reptile abundance
http://vocab.nerc.ac.uk/collection/P02/current/GP067/ | Reptile disease and parasites
http://vocab.nerc.ac.uk/collection/P02/current/GP069/ | Reptile reproduction
http://vocab.nerc.ac.uk/collection/P02/current/RVDS/ | River flow and discharge
http://vocab.nerc.ac.uk/collection/P02/current/RAGE/ | Rock age
http://vocab.nerc.ac.uk/collection/P02/current/RALT/ | Rock alteration
http://vocab.nerc.ac.uk/collection/P02/current/ROGS/ | Rock grain size
http://vocab.nerc.ac.uk/collection/P02/current/RPER/ | Rock porosity and permeability
http://vocab.nerc.ac.uk/collection/P02/current/RTMP/ | Rock temperature
http://vocab.nerc.ac.uk/collection/P02/current/RTCO/ | Rock thermal conductivity
http://vocab.nerc.ac.uk/collection/P02/current/PSAL/ | Salinity of the water column
http://vocab.nerc.ac.uk/collection/P02/current/SAMP/ | Sampling parameters
http://vocab.nerc.ac.uk/collection/P02/current/ASLV/ | Sea level
http://vocab.nerc.ac.uk/collection/P02/current/PREX/ | Sea level expressed as pressure
http://vocab.nerc.ac.uk/collection/P02/current/SLIT/ | Sea-floor litter abundance
http://vocab.nerc.ac.uk/collection/P02/current/BPRP/ | SeaDataNet biological format biotic parameters
http://vocab.nerc.ac.uk/collection/P02/current/SBGE/ | Seabed geomorphology
http://vocab.nerc.ac.uk/collection/P02/current/SBPH/ | Seabed photography
http://vocab.nerc.ac.uk/collection/P02/current/FOCA/ | Seal abundance
http://vocab.nerc.ac.uk/collection/P02/current/SEBH/ | Seal behaviour
http://vocab.nerc.ac.uk/collection/P02/current/SEMP/ | Seal morphology and physiology
http://vocab.nerc.ac.uk/collection/P02/current/SEMO/ | Seal mortality
http://vocab.nerc.ac.uk/collection/P02/current/GP025/ | Seal reproduction
http://vocab.nerc.ac.uk/collection/P02/current/SECC/ | Secchi disk depth
http://vocab.nerc.ac.uk/collection/P02/current/XKEY/ | Security tags and keys
http://vocab.nerc.ac.uk/collection/P02/current/RACC/ | Sediment accumulation rate
http://vocab.nerc.ac.uk/collection/P02/current/SDAC/ | Sediment acoustics
http://vocab.nerc.ac.uk/collection/P02/current/SAGE/ | Sediment age
http://vocab.nerc.ac.uk/collection/P02/current/MNGS/ | Sediment grain size parameters
http://vocab.nerc.ac.uk/collection/P02/current/CD10/ | Sediment lipid concentrations
http://vocab.nerc.ac.uk/collection/P02/current/GHDX/ | Sediment microfossil morphology parameters
http://vocab.nerc.ac.uk/collection/P02/current/SPOL/ | Sediment pollen content
http://vocab.nerc.ac.uk/collection/P02/current/REFF/ | Sediment resistivity
http://vocab.nerc.ac.uk/collection/P02/current/BEST/ | Sediment resuspension
http://vocab.nerc.ac.uk/collection/P02/current/STCO/ | Sediment thermal conductivity
http://vocab.nerc.ac.uk/collection/P02/current/WCWT/ | Sediment water content, porosity and surface area
http://vocab.nerc.ac.uk/collection/P02/current/SSTR/ | Sedimentary structure
http://vocab.nerc.ac.uk/collection/P02/current/A01X/ | Sedimentation flux of alkenones and alkenoates in the water column
http://vocab.nerc.ac.uk/collection/P02/current/AAFX/ | Sedimentation flux of amino acids and associated compounds in water bodies
http://vocab.nerc.ac.uk/collection/P02/current/FPFX/ | Sedimentation flux of biological detritus in the water column
http://vocab.nerc.ac.uk/collection/P02/current/CBFX/ | Sedimentation flux of carbohydates in the water column
http://vocab.nerc.ac.uk/collection/P02/current/TCFX/ | Sedimentation flux of carbon, nitrogen or organic matter in the water column
http://vocab.nerc.ac.uk/collection/P02/current/PCFX/ | Sedimentation flux of identified biota expressed as carbon in the water column
http://vocab.nerc.ac.uk/collection/P02/current/PNFX/ | Sedimentation flux of identified biota in the water column
http://vocab.nerc.ac.uk/collection/P02/current/MLFX/ | Sedimentation flux of metallic and metalloid elements and isotopes in water bodies
http://vocab.nerc.ac.uk/collection/P02/current/OPFX/ | Sedimentation flux of non-metallic inorganic species in the water column
http://vocab.nerc.ac.uk/collection/P02/current/AXFX/ | Sedimentation flux of pigments in the water column
http://vocab.nerc.ac.uk/collection/P02/current/LIFX/ | Sedimentation flux of terrestrially derived material in the water column
http://vocab.nerc.ac.uk/collection/P02/current/MSFX/ | Sedimentation flux quantification in the water column
http://vocab.nerc.ac.uk/collection/P02/current/SRFL/ | Seismic reflection
http://vocab.nerc.ac.uk/collection/P02/current/SRFR/ | Seismic refraction
http://vocab.nerc.ac.uk/collection/P02/current/SABB/ | Shellfish abundance and biomass in water bodies
http://vocab.nerc.ac.uk/collection/P02/current/SATM/ | Shellfish morphology, age and physiology
http://vocab.nerc.ac.uk/collection/P02/current/SREP/ | Shellfish reproduction
http://vocab.nerc.ac.uk/collection/P02/current/SSCN/ | Side-scan sonar
http://vocab.nerc.ac.uk/collection/P02/current/SLCA/ | Silicate concentration parameters in the water column
http://vocab.nerc.ac.uk/collection/P02/current/SPCN/ | Single particle characterisation
http://vocab.nerc.ac.uk/collection/P02/current/PSST/ | Skin temperature of the water column
http://vocab.nerc.ac.uk/collection/P02/current/ICHM/ | Snow and ice chemistry
http://vocab.nerc.ac.uk/collection/P02/current/CRYS/ | Snow and ice mass, thickness and extent
http://vocab.nerc.ac.uk/collection/P02/current/IPHY/ | Snow and ice physical properties and characteristics
http://vocab.nerc.ac.uk/collection/P02/current/CSLR/ | Solar Radiation
http://vocab.nerc.ac.uk/collection/P02/current/SVEL/ | Sound velocity and travel time in the water column
http://vocab.nerc.ac.uk/collection/P02/current/WVSP/ | Spectral wave data parameters
http://vocab.nerc.ac.uk/collection/P02/current/SPAG/ | Speleothem age
http://vocab.nerc.ac.uk/collection/P02/current/IRBO/ | Stable isotopes in biota
http://vocab.nerc.ac.uk/collection/P02/current/IRIC/ | Stable isotopes in ice and snow
http://vocab.nerc.ac.uk/collection/P02/current/SSTB/ | Stable isotopes in sediment
http://vocab.nerc.ac.uk/collection/P02/current/SIPW/ | Stable isotopes in sediment pore waters
http://vocab.nerc.ac.uk/collection/P02/current/IRSP/ | Stable isotopes in speleothems
http://vocab.nerc.ac.uk/collection/P02/current/ISAT/ | Stable isotopes in the atmosphere
http://vocab.nerc.ac.uk/collection/P02/current/WSTB/ | Stable isotopes in water bodies
http://vocab.nerc.ac.uk/collection/P02/current/STGC/ | Stomach and gut contents
http://vocab.nerc.ac.uk/collection/P02/current/MXLM/ | Structure and stability of the water column
http://vocab.nerc.ac.uk/collection/P02/current/SUAT/ | Sulphur species concentrations in the atmosphere
http://vocab.nerc.ac.uk/collection/P02/current/SACT/ | Surfactant concentrations in water bodies
http://vocab.nerc.ac.uk/collection/P02/current/ABAG/ | Suspended particulate material aggregates
http://vocab.nerc.ac.uk/collection/P02/current/SPGS/ | Suspended particulate material grain size parameters
http://vocab.nerc.ac.uk/collection/P02/current/MDSV/ | Suspended particulate material setting velocity parameters
http://vocab.nerc.ac.uk/collection/P02/current/STMP/ | Temperature of geological units
http://vocab.nerc.ac.uk/collection/P02/current/TEMP/ | Temperature of the water column
http://vocab.nerc.ac.uk/collection/P02/current/PTDZ/ | Temperature variation in the water column
http://vocab.nerc.ac.uk/collection/P02/current/TD00/ | Terrestrial detritus in the water column suspended particulate material
http://vocab.nerc.ac.uk/collection/P02/current/COAS/ | Terrestrial mapping
http://vocab.nerc.ac.uk/collection/P02/current/LWET/ | Terrestrial water content
http://vocab.nerc.ac.uk/collection/P02/current/SR3D/ | Three-dimensional seismic reflection
http://vocab.nerc.ac.uk/collection/P02/current/TCO2/ | Total dissolved inorganic carbon (TCO2) concentration in the water column
http://vocab.nerc.ac.uk/collection/P02/current/MTWT/ | Total metal concentrations in water bodies
http://vocab.nerc.ac.uk/collection/P02/current/MDBO/ | Trace metalloid and inorganic selenium concentrations in biota
http://vocab.nerc.ac.uk/collection/P02/current/MDPW/ | Trace metalloid and inorganic selenium concentrations in sediment pore water
http://vocab.nerc.ac.uk/collection/P02/current/MDSD/ | Trace metalloid concentrations in sediment
http://vocab.nerc.ac.uk/collection/P02/current/ATTN/ | Transmittance and attenuance of the water column
http://vocab.nerc.ac.uk/collection/P02/current/TRAN/ | Transport activity
http://vocab.nerc.ac.uk/collection/P02/current/VDFC/ | Transport in the water column
http://vocab.nerc.ac.uk/collection/P02/current/EPSI/ | Turbulence in the water column
http://vocab.nerc.ac.uk/collection/P02/current/SR2D/ | Two-dimensional seismic reflection
http://vocab.nerc.ac.uk/collection/P02/current/UVRD/ | Ultra-violet (UV) radiation
http://vocab.nerc.ac.uk/collection/P02/current/CPCN/ | Unclassified pigment concentrations in sediment
http://vocab.nerc.ac.uk/collection/P02/current/OPWC/ | Unclassified pigment concentrations in the water column
http://vocab.nerc.ac.uk/collection/P02/current/ZZZZ/ | Unspecified
http://vocab.nerc.ac.uk/collection/P02/current/PHUP/ | Uptake of other nutrients in the water column
http://vocab.nerc.ac.uk/collection/P02/current/UREA/ | Urea concentration parameters in the water column
http://vocab.nerc.ac.uk/collection/P02/current/CMFL/ | Variable fluorescence parameters
http://vocab.nerc.ac.uk/collection/P02/current/APZA/ | Vertical platform movement
http://vocab.nerc.ac.uk/collection/P02/current/AHGT/ | Vertical spatial coordinates
http://vocab.nerc.ac.uk/collection/P02/current/LRZA/ | Vertical velocity of the water column (currents)
http://vocab.nerc.ac.uk/collection/P02/current/VIRU/ | Virus abundance in water bodies
http://vocab.nerc.ac.uk/collection/P02/current/VSRA/ | Visible waveband radiance and irradiance measurements in the atmosphere
http://vocab.nerc.ac.uk/collection/P02/current/VSRW/ | Visible waveband radiance and irradiance measurements in the water column
http://vocab.nerc.ac.uk/collection/P02/current/F001/ | Water body lipid concentrations
http://vocab.nerc.ac.uk/collection/P02/current/WBRX/ | Water body redox potential
http://vocab.nerc.ac.uk/collection/P02/current/WCTR/ | Water body released tracers
http://vocab.nerc.ac.uk/collection/P02/current/WCPH/ | Water column photography
http://vocab.nerc.ac.uk/collection/P02/current/WQBI/ | Water quality bioindicators
http://vocab.nerc.ac.uk/collection/P02/current/GWDR/ | Wave direction
http://vocab.nerc.ac.uk/collection/P02/current/WVST/ | Wave height and period statistics
http://vocab.nerc.ac.uk/collection/P02/current/HEAV/ | Wave height estimates
http://vocab.nerc.ac.uk/collection/P02/current/EWSB/ | Wind strength and direction
http://vocab.nerc.ac.uk/collection/P02/current/WSTR/ | Wind stress and shear
http://vocab.nerc.ac.uk/collection/P02/current/ZADX/ | Zoobenthos dry weight biomass
http://vocab.nerc.ac.uk/collection/P02/current/MFAB/ | Zoobenthos generic abundance
http://vocab.nerc.ac.uk/collection/P02/current/MFWW/ | Zoobenthos non taxonomy-related wet weight biomass per unit area of the bed
http://vocab.nerc.ac.uk/collection/P02/current/ZBTX/ | Zoobenthos taxonomic abundance
http://vocab.nerc.ac.uk/collection/P02/current/MFLZ/ | Zoobenthos taxonomy-related abundance per unit area of the littoral zone
http://vocab.nerc.ac.uk/collection/P02/current/MFAZ/ | Zoobenthos taxonomy-related ash-free dry weight biomass per unit area of the littoral zone
http://vocab.nerc.ac.uk/collection/P02/current/ZOOB/ | Zoobenthos taxonomy-related counts
http://vocab.nerc.ac.uk/collection/P02/current/ZWTX/ | Zoobenthos taxonomy-related wet weight biomass per unit area of the bed
http://vocab.nerc.ac.uk/collection/P02/current/DVLP/ | Zooplankton and zoobenthos development stage parameters
http://vocab.nerc.ac.uk/collection/P02/current/BLEN/ | Zooplankton and zoobenthos morphological parameters
http://vocab.nerc.ac.uk/collection/P02/current/ZFIT/ | Zooplankton and zoobenthos physiological condition parameters
http://vocab.nerc.ac.uk/collection/P02/current/MSBO/ | Zooplankton ash-free dry weight biomass per unit volume of the water column
http://vocab.nerc.ac.uk/collection/P02/current/ZV00/ | Zooplankton biovolume
http://vocab.nerc.ac.uk/collection/P02/current/MSIC/ | Zooplankton carbon biomass per unit area of the water column
http://vocab.nerc.ac.uk/collection/P02/current/ZCMP/ | Zooplankton chemical composition
http://vocab.nerc.ac.uk/collection/P02/current/FPRT/ | Zooplankton defecation rates in the water column
http://vocab.nerc.ac.uk/collection/P02/current/MSBD/ | Zooplankton dry weight biomass per unit volume of the water column
http://vocab.nerc.ac.uk/collection/P02/current/MEPH/ | Zooplankton egg hatch proportion
http://vocab.nerc.ac.uk/collection/P02/current/FCRT/ | Zooplankton feeding
http://vocab.nerc.ac.uk/collection/P02/current/GRZO/ | Zooplankton growth rates
http://vocab.nerc.ac.uk/collection/P02/current/GPIG/ | Zooplankton gut pigments
http://vocab.nerc.ac.uk/collection/P02/current/ZNTX/ | Zooplankton non taxonomy-related abundance per unit volume of the water column
http://vocab.nerc.ac.uk/collection/P02/current/ZNTC/ | Zooplankton non taxonomy-related biomass expressed as carbon per unit volume of the water column
http://vocab.nerc.ac.uk/collection/P02/current/ZNTN/ | Zooplankton non taxonomy-related biomass expressed as nitrogen per unit volume of the water column
http://vocab.nerc.ac.uk/collection/P02/current/ZNTP/ | Zooplankton non taxonomy-related biomass expressed as protein per unit volume of the water column
http://vocab.nerc.ac.uk/collection/P02/current/MSEP/ | Zooplankton reproduction rate parameters
http://vocab.nerc.ac.uk/collection/P02/current/ZATX/ | Zooplankton taxonomy-related abundance per unit volume of the water column
http://vocab.nerc.ac.uk/collection/P02/current/ZCTC/ | Zooplankton taxonomy-related biomass expressed as carbon per unit volume of the water column
http://vocab.nerc.ac.uk/collection/P02/current/ZCTN/ | Zooplankton taxonomy-related biomass expressed as nitrogen per unit volume of the water column
http://vocab.nerc.ac.uk/collection/P02/current/ZATP/ | Zooplankton taxonomy-related biomass expressed as protein per unit volume of the water column
http://vocab.nerc.ac.uk/collection/P02/current/GP079/ | Zooplankton wet weight biomass
http://vocab.nerc.ac.uk/collection/P02/current/INAP/ | inapplicable